## Class_Summary
Class_Label | Class_Name | Top_Feature | Top_Feature_Importance | Top_Feature_Stability | Mean_Importance_All | Features_Above_001 | Features_Above_005 | N_Features
0 | Healthy | current_phase_a_band_1_0_100hz_dominant_peak_power | 0.019843 | 7.3045 | 0.0020412 | 13 | 0 | 246
1 | Faulty Bearing | current_phase_a_band_1_0_100hz_dominant_peak_power | 0.017968 | 5.6626 | 0.0019242 | 10 | 0 | 246
2 | Misalignment | current_phase_a_band_1_0_100hz_dominant_peak_power | 0.035991 | 6.8574 | 0.0016407 | 12 | 0 | 246
3 | System Misalignment | current_phase_b_band_1_0_100hz_dominant_peak_power | 0.027334 | 12.1507 | 0.001673 | 14 | 0 | 246

## Healthy_Details
Feature | Mean_SHAP_Importance | Std_SHAP_Importance | SHAP_Stability_Score | Class | Frequency
current_phase_a_band_1_0_100hz_dominant_peak_power | 0.019843 | 0.0027165 | 7.3045 | 0 | 10hz
current_phase_b_log_energy | 0.017619 | 0.0015389 | 11.4487 | 0 | 10hz
current_phase_b_rms | 0.016715 | 0.0010176 | 16.4255 | 0 | 10hz
current_phase_a_log_energy | 0.01606 | 0.0029659 | 5.4149 | 0 | 10hz
current_phase_a_band_1_0_100hz_energy | 0.014866 | 0.0024771 | 6.0014 | 0 | 10hz
current_phase_a_energy | 0.01411 | 0.00088332 | 15.9736 | 0 | 10hz
current_phase_b_power | 0.013862 | 0.0033685 | 4.1151 | 0 | 10hz
current_phase_a_spectral_energy | 0.01298 | 0.0013709 | 9.4681 | 0 | 10hz
current_phase_b_band_1_0_100hz_dominant_peak_power | 0.012843 | 0.0016067 | 7.9933 | 0 | 10hz
current_phase_b_band_1_0_100hz_energy | 0.011909 | 0.0028192 | 4.2242 | 0 | 10hz
current_phase_a_band_4_2000_3500hz_dominant_peak_to_band_energy_ratio | 0.011534 | 0.0026684 | 4.3225 | 0 | 10hz
current_phase_a_current_phase_b_correlation | 0.011198 | 0.0022128 | 5.0606 | 0 | 10hz
current_phase_a_rms | 0.011124 | 0.0018542 | 5.9992 | 0 | 10hz
current_phase_b_energy | 0.0092455 | 0.0019273 | 4.7971 | 0 | 10hz
current_phase_b_spectral_energy | 0.0066522 | 0.001832 | 3.6312 | 0 | 10hz
current_phase_a_band_1_0_100hz_peak_power_std | 0.006208 | 0.002674 | 2.3216 | 0 | 10hz
current_phase_a_band_4_2000_3500hz_noise_floor | 0.0061993 | 0.0023449 | 2.6437 | 0 | 10hz
current_phase_b_iqr | 0.0057926 | 0.00091624 | 6.322 | 0 | 10hz
current_phase_a_band_4_2000_3500hz_dominant_relative_peak_power | 0.0055252 | 0.001533 | 3.6042 | 0 | 10hz
current_phase_a_band_1_0_100hz_entropy | 0.0050392 | 0.0027679 | 1.8206 | 0 | 10hz
current_phase_a_band_3_500_2000hz_noise_floor | 0.0049064 | 0.0011951 | 4.1054 | 0 | 10hz
current_phase_a_min | 0.0048375 | 0.0017026 | 2.8413 | 0 | 10hz
current_phase_b_band_1_0_100hz_dominant_relative_peak_power | 0.0047711 | 0.0018633 | 2.5606 | 0 | 10hz
current_phase_a_band_1_0_100hz_peak_prominence_std | 0.0046525 | 0.0012153 | 3.8281 | 0 | 10hz
current_phase_b_band_1_0_100hz_peak_prominence_mean | 0.0046507 | 0.0016058 | 2.8962 | 0 | 10hz
current_phase_a_band_3_500_2000hz_power_ratio | 0.0046057 | 0.00067374 | 6.8359 | 0 | 10hz
current_phase_a_band_1_0_100hz_power_ratio | 0.0043379 | 0.0027214 | 1.594 | 0 | 10hz
current_phase_a_band_4_2000_3500hz_power_ratio | 0.0042307 | 0.0011979 | 3.5317 | 0 | 10hz
current_phase_b_min | 0.0041854 | 0.001752 | 2.3889 | 0 | 10hz
current_phase_a_power | 0.0041138 | 0.0010097 | 4.0742 | 0 | 10hz
current_phase_a_iqr | 0.0040341 | 0.00086751 | 4.6502 | 0 | 10hz
current_phase_a_band_1_0_100hz_peak_power_mean | 0.0039932 | 0.0011051 | 3.6135 | 0 | 10hz
current_phase_b_peak_to_peak | 0.0036591 | 0.0013095 | 2.7942 | 0 | 10hz
current_phase_b_band_1_0_100hz_dominant_peak_to_band_energy_ratio | 0.003514 | 0.0018557 | 1.8936 | 0 | 10hz
current_phase_a_band_1_0_100hz_peak_prominence_mean | 0.0034388 | 0.0011631 | 2.9565 | 0 | 10hz
current_phase_a_band_2_100_500hz_energy | 0.0034354 | 0.00156 | 2.2022 | 0 | 10hz
current_phase_b_band_1_0_100hz_peak_power_mean | 0.0033904 | 0.00098776 | 3.4323 | 0 | 10hz
current_phase_a_band_4_2000_3500hz_peak_power_std | 0.0033594 | 0.0017247 | 1.9478 | 0 | 10hz
current_phase_a_band_1_0_100hz_spread | 0.0032868 | 0.0025782 | 1.2748 | 0 | 10hz
current_phase_b_band_1_0_100hz_peak_prominence_std | 0.003209 | 0.0012194 | 2.6317 | 0 | 10hz
current_phase_a_band_1_0_100hz_noise_floor | 0.0032026 | 0.001149 | 2.7871 | 0 | 10hz
current_phase_b_band_4_2000_3500hz_noise_floor | 0.0031741 | 0.00114 | 2.7843 | 0 | 10hz
current_phase_a_spectral_flatness | 0.0028362 | 0.0013682 | 2.0729 | 0 | 10hz
current_phase_b_clearance_factor | 0.0028323 | 0.0011919 | 2.3762 | 0 | 10hz
current_phase_a_band_4_2000_3500hz_entropy | 0.0028108 | 0.0015266 | 1.8412 | 0 | 10hz
current_phase_a_band_3_500_2000hz_peak_prominence_mean | 0.0028012 | 0.0021145 | 1.3247 | 0 | 10hz
current_phase_a_spectral_entropy | 0.0027397 | 0.0011975 | 2.2879 | 0 | 10hz
current_phase_b_percentile_75 | 0.002654 | 0.00048697 | 5.45 | 0 | 10hz
current_phase_b_band_2_100_500hz_noise_floor | 0.0026305 | 0.00054186 | 4.8545 | 0 | 10hz
current_phase_a_band_1_0_100hz_dominant_peak_to_band_energy_ratio | 0.0025716 | 0.0014009 | 1.8356 | 0 | 10hz
current_phase_b_moment_4 | 0.0025555 | 0.0015282 | 1.6723 | 0 | 10hz
current_phase_a_band_2_100_500hz_noise_floor | 0.0025226 | 0.0011153 | 2.2617 | 0 | 10hz
current_phase_b_band_1_0_100hz_peak_power_std | 0.0024653 | 0.001081 | 2.2806 | 0 | 10hz
current_phase_a_percentile_75 | 0.0024499 | 0.00052168 | 4.6961 | 0 | 10hz
current_phase_a_band_4_2000_3500hz_energy | 0.0024097 | 0.0014594 | 1.6512 | 0 | 10hz
current_phase_a_clearance_factor | 0.002405 | 0.00096238 | 2.499 | 0 | 10hz
current_phase_b_impulse_factor | 0.0024026 | 0.0011424 | 2.1031 | 0 | 10hz
current_phase_a_peak_to_peak | 0.00236 | 0.0011366 | 2.0763 | 0 | 10hz
current_phase_a_band_1_0_100hz_centroid | 0.0023347 | 0.0013448 | 1.7361 | 0 | 10hz
current_phase_b_crest_factor | 0.0023156 | 0.00079282 | 2.9207 | 0 | 10hz
current_phase_a_crest_factor | 0.002304 | 0.0014613 | 1.5767 | 0 | 10hz
current_phase_a_band_3_500_2000hz_peak_power_mean | 0.0023025 | 0.001318 | 1.7469 | 0 | 10hz
current_phase_a_band_3_500_2000hz_energy | 0.0022984 | 0.0015332 | 1.4991 | 0 | 10hz
current_phase_b_spectral_entropy | 0.0022937 | 0.0012092 | 1.8968 | 0 | 10hz
current_phase_a_impulse_factor | 0.0022799 | 0.0007993 | 2.8524 | 0 | 10hz
current_phase_b_form_factor | 0.0022539 | 0.0020588 | 1.0948 | 0 | 10hz
current_phase_b_band_3_500_2000hz_peak_freq_cv | 0.0022525 | 0.0014828 | 1.5191 | 0 | 10hz
current_phase_a_max | 0.0021686 | 0.00102 | 2.1262 | 0 | 10hz
current_phase_b_band_3_500_2000hz_centroid | 0.0020211 | 0.0012794 | 1.5797 | 0 | 10hz
current_phase_b_shape_factor | 0.002 | 0.00084424 | 2.369 | 0 | 10hz
current_phase_b_percentile_25 | 0.0018791 | 0.00048746 | 3.8548 | 0 | 10hz
current_phase_a_percentile_25 | 0.0018787 | 0.00085188 | 2.2053 | 0 | 10hz
current_phase_b_band_1_0_100hz_power_ratio | 0.0017802 | 0.00095708 | 1.86 | 0 | 10hz
current_phase_b_band_2_100_500hz_energy | 0.0017742 | 0.0011465 | 1.5474 | 0 | 10hz
current_phase_a_band_2_100_500hz_power_ratio | 0.0017408 | 0.00065999 | 2.6376 | 0 | 10hz
current_phase_b_band_3_500_2000hz_spread | 0.0017132 | 0.00099814 | 1.7164 | 0 | 10hz
current_phase_a_band_4_2000_3500hz_peak_prominence_std | 0.0016979 | 0.00095515 | 1.7776 | 0 | 10hz
current_phase_b_moment_6 | 0.0016627 | 0.00059937 | 2.7741 | 0 | 10hz
current_phase_b_band_3_500_2000hz_peak_freq_std | 0.0015915 | 0.0010429 | 1.526 | 0 | 10hz
current_phase_a_band_1_0_100hz_peak_spacing_mean | 0.001548 | 0.0016006 | 0.96714 | 0 | 10hz
current_phase_a_band_1_0_100hz_peak_freq_range | 0.0015465 | 0.0011143 | 1.3878 | 0 | 10hz
current_phase_b_band_4_2000_3500hz_power_ratio | 0.0015336 | 0.00035057 | 4.3745 | 0 | 10hz
current_phase_b_band_4_2000_3500hz_energy | 0.0015238 | 0.00052373 | 2.9094 | 0 | 10hz
current_phase_b_band_1_0_100hz_peak_freq_variance | 0.0014813 | 0.0010374 | 1.4279 | 0 | 10hz
current_phase_a_band_3_500_2000hz_entropy | 0.0014747 | 0.0012813 | 1.151 | 0 | 10hz
current_phase_b_zero_crossing_rate | 0.0014701 | 0.00086551 | 1.6985 | 0 | 10hz
current_phase_a_band_3_500_2000hz_dominant_relative_peak_power | 0.0014388 | 0.00066564 | 2.1615 | 0 | 10hz
current_phase_a_moment_5 | 0.0014006 | 0.0006333 | 2.2115 | 0 | 10hz
current_phase_b_band_4_2000_3500hz_peak_power_mean | 0.0013937 | 0.00075757 | 1.8397 | 0 | 10hz
current_phase_a_spectral_centroid | 0.0013865 | 0.00084573 | 1.6394 | 0 | 10hz
current_phase_b_moment_5 | 0.0013631 | 0.0015551 | 0.87653 | 0 | 10hz
current_phase_b_band_1_0_100hz_entropy | 0.0013603 | 0.00084103 | 1.6174 | 0 | 10hz
current_phase_a_band_1_0_100hz_peak_freq_variance | 0.0013501 | 0.001761 | 0.76667 | 0 | 10hz
current_phase_b_band_2_100_500hz_power_ratio | 0.00135 | 0.00062825 | 2.1489 | 0 | 10hz
current_phase_a_band_3_500_2000hz_dominant_peak_to_band_energy_ratio | 0.001346 | 0.00072949 | 1.845 | 0 | 10hz
current_phase_b_band_3_500_2000hz_peak_prominence_mean | 0.001345 | 0.00048593 | 2.7679 | 0 | 10hz
current_phase_a_band_4_2000_3500hz_peak_prominence_mean | 0.001309 | 0.0007263 | 1.8022 | 0 | 10hz
current_phase_a_band_3_500_2000hz_dominant_peak_power | 0.0012877 | 0.00097451 | 1.3213 | 0 | 10hz
current_phase_a_band_1_0_100hz_dominant_relative_peak_power | 0.0012833 | 0.00064144 | 2.0006 | 0 | 10hz
current_phase_a_band_1_0_100hz_peak_freq_std | 0.0012549 | 0.0013978 | 0.89774 | 0 | 10hz
current_phase_b_band_3_500_2000hz_peak_freq_variance | 0.0012044 | 0.00073849 | 1.6309 | 0 | 10hz
current_phase_b_band_4_2000_3500hz_peak_power_std | 0.0012043 | 0.00090187 | 1.3353 | 0 | 10hz
current_phase_b_band_4_2000_3500hz_dominant_relative_peak_power | 0.0011942 | 0.00045446 | 2.6276 | 0 | 10hz
current_phase_b_band_1_0_100hz_centroid | 0.0011903 | 0.00051476 | 2.3123 | 0 | 10hz
current_phase_b_band_3_500_2000hz_noise_floor | 0.0011462 | 0.00027826 | 4.119 | 0 | 10hz
current_phase_b_spectral_centroid | 0.0011306 | 0.00031707 | 3.5658 | 0 | 10hz
current_phase_a_moment_3 | 0.0010893 | 0.0005682 | 1.9171 | 0 | 10hz
current_phase_b_band_4_2000_3500hz_peak_prominence_mean | 0.0010703 | 0.0005934 | 1.8037 | 0 | 10hz
current_phase_a_moment_4 | 0.0010701 | 0.00029114 | 3.6755 | 0 | 10hz
current_phase_b_band_4_2000_3500hz_dominant_peak_to_band_energy_ratio | 0.0010693 | 0.00045895 | 2.3299 | 0 | 10hz
current_phase_a_band_1_0_100hz_peak_density | 0.0010635 | 0.00081001 | 1.3129 | 0 | 10hz
current_phase_a_band_3_500_2000hz_flatness | 0.0010295 | 0.00078941 | 1.3041 | 0 | 10hz
current_phase_b_band_3_500_2000hz_dominant_relative_peak_power | 0.00098779 | 0.0006132 | 1.6109 | 0 | 10hz
current_phase_a_moment_6 | 0.00097658 | 0.00036077 | 2.7069 | 0 | 10hz
current_phase_b_skewness | 0.00095954 | 0.00048878 | 1.9631 | 0 | 10hz
current_phase_a_band_1_0_100hz_flatness | 0.0009266 | 0.00055029 | 1.6838 | 0 | 10hz
current_phase_b_kurtosis | 0.00090509 | 0.00046851 | 1.9318 | 0 | 10hz
current_phase_a_band_3_500_2000hz_peak_count | 0.00089549 | 0.0005581 | 1.6045 | 0 | 10hz
current_phase_b_band_3_500_2000hz_peak_prominence_std | 0.00087479 | 0.00046807 | 1.8689 | 0 | 10hz
current_phase_b_band_3_500_2000hz_peak_power_mean | 0.00087432 | 0.00084411 | 1.0358 | 0 | 10hz
current_phase_b_band_4_2000_3500hz_entropy | 0.00087171 | 0.00068075 | 1.2805 | 0 | 10hz
current_phase_b_band_1_0_100hz_flatness | 0.00085867 | 0.00065124 | 1.3185 | 0 | 10hz
current_phase_a_kurtosis | 0.00085658 | 0.00064739 | 1.3231 | 0 | 10hz
current_phase_b_band_3_500_2000hz_entropy | 0.00084149 | 0.00039631 | 2.1233 | 0 | 10hz
current_phase_b_band_4_2000_3500hz_peak_freq_range | 0.00083422 | 0.00038701 | 2.1555 | 0 | 10hz
current_phase_b_band_4_2000_3500hz_peak_prominence_std | 0.00082688 | 0.0011011 | 0.75098 | 0 | 10hz
current_phase_b_band_1_0_100hz_peak_freq_cv | 0.00080562 | 0.00063232 | 1.2741 | 0 | 10hz
current_phase_b_band_3_500_2000hz_peak_freq_range | 0.00080368 | 0.00048679 | 1.651 | 0 | 10hz
current_phase_b_band_4_2000_3500hz_peak_count | 0.0008033 | 0.00032946 | 2.4381 | 0 | 10hz
current_phase_b_band_4_2000_3500hz_dominant_peak_freq | 0.00080099 | 0.0006893 | 1.162 | 0 | 10hz
current_phase_b_band_3_500_2000hz_power_ratio | 0.00077852 | 0.00052053 | 1.4956 | 0 | 10hz
current_phase_b_band_3_500_2000hz_dominant_peak_to_band_energy_ratio | 0.00074769 | 0.00030013 | 2.4911 | 0 | 10hz
current_phase_a_band_4_2000_3500hz_flatness | 0.00074536 | 0.00035034 | 2.1275 | 0 | 10hz
current_phase_b_moment_3 | 0.00074511 | 0.00042422 | 1.7564 | 0 | 10hz
current_phase_b_band_3_500_2000hz_dominant_peak_power | 0.00072209 | 0.00042849 | 1.6852 | 0 | 10hz
current_phase_a_band_4_2000_3500hz_peak_power_mean | 0.00072123 | 0.00077545 | 0.93007 | 0 | 10hz
current_phase_b_band_1_0_100hz_noise_floor | 0.00072119 | 0.00032508 | 2.2184 | 0 | 10hz
current_phase_b_band_3_500_2000hz_peak_density | 0.00071728 | 0.00060901 | 1.1778 | 0 | 10hz
current_phase_b_band_4_2000_3500hz_flatness | 0.00071513 | 0.00071737 | 0.99686 | 0 | 10hz
current_phase_a_band_3_500_2000hz_peak_freq_cv | 0.00071445 | 0.00035472 | 2.0141 | 0 | 10hz
current_phase_a_band_2_100_500hz_entropy | 0.00070885 | 0.00047423 | 1.4947 | 0 | 10hz
current_phase_a_skewness | 0.00069758 | 0.00050647 | 1.3773 | 0 | 10hz
current_phase_b_band_2_100_500hz_flatness | 0.00068686 | 0.00022841 | 3.0071 | 0 | 10hz
current_phase_b_band_3_500_2000hz_flatness | 0.00068602 | 0.00057847 | 1.1859 | 0 | 10hz
current_phase_b_max | 0.00068044 | 0.00052931 | 1.2855 | 0 | 10hz
current_phase_b_band_2_100_500hz_entropy | 0.00067643 | 0.00076073 | 0.88917 | 0 | 10hz
current_phase_b_band_1_0_100hz_peak_spacing_mean | 0.00067482 | 0.00071905 | 0.93848 | 0 | 10hz
current_phase_a_band_1_0_100hz_peak_count | 0.00067232 | 0.00039107 | 1.7191 | 0 | 10hz
current_phase_b_band_4_2000_3500hz_peak_spacing_std | 0.00066712 | 0.00044274 | 1.5068 | 0 | 10hz
current_phase_a_band_3_500_2000hz_spread | 0.00066648 | 0.0002139 | 3.1157 | 0 | 10hz
current_phase_a_band_2_100_500hz_spread | 0.00066273 | 0.00038023 | 1.7429 | 0 | 10hz
current_phase_a_band_4_2000_3500hz_peak_freq_cv | 0.00065213 | 0.00037165 | 1.7547 | 0 | 10hz
current_phase_a_zero_crossing_rate | 0.00065078 | 0.00043728 | 1.4882 | 0 | 10hz
current_phase_a_form_factor | 0.00064753 | 0.00037502 | 1.7266 | 0 | 10hz
current_phase_b_band_3_500_2000hz_peak_spacing_mean | 0.00064563 | 0.00049025 | 1.3169 | 0 | 10hz
current_phase_b_spectral_spread | 0.00064281 | 0.00042087 | 1.5273 | 0 | 10hz
current_phase_a_band_3_500_2000hz_peak_freq_range | 0.00063254 | 0.0003003 | 2.1063 | 0 | 10hz
current_phase_a_band_4_2000_3500hz_centroid | 0.0006273 | 0.00053796 | 1.1661 | 0 | 10hz
current_phase_a_band_4_2000_3500hz_dominant_peak_power | 0.00061266 | 0.00021638 | 2.8312 | 0 | 10hz
current_phase_a_shape_factor | 0.00060793 | 0.00032655 | 1.8616 | 0 | 10hz
current_phase_b_band_4_2000_3500hz_peak_freq_cv | 0.00057665 | 0.00053709 | 1.0736 | 0 | 10hz
current_phase_a_band_4_2000_3500hz_peak_freq_std | 0.00057183 | 0.00019394 | 2.9484 | 0 | 10hz
current_phase_a_band_4_2000_3500hz_peak_spacing_mean | 0.00056763 | 0.00041913 | 1.3543 | 0 | 10hz
current_phase_b_band_4_2000_3500hz_dominant_peak_power | 0.00056172 | 0.00025275 | 2.2223 | 0 | 10hz
current_phase_b_band_4_2000_3500hz_peak_spacing_mean | 0.00056156 | 0.00029254 | 1.9196 | 0 | 10hz
current_phase_b_band_1_0_100hz_peak_density | 0.00055323 | 0.00056142 | 0.98539 | 0 | 10hz
current_phase_b_band_3_500_2000hz_peak_power_std | 0.00054994 | 0.00039889 | 1.3786 | 0 | 10hz
current_phase_a_band_4_2000_3500hz_spread | 0.0005489 | 0.00045132 | 1.2162 | 0 | 10hz
current_phase_a_band_1_0_100hz_peak_freq_cv | 0.00054878 | 0.00078333 | 0.70056 | 0 | 10hz
current_phase_a_spectral_spread | 0.00054207 | 0.00021669 | 2.5015 | 0 | 10hz
current_phase_a_band_4_2000_3500hz_peak_freq_variance | 0.00054025 | 0.00077117 | 0.70056 | 0 | 10hz
current_phase_a_current_phase_b_phase_diff | 0.00053661 | 0.00072383 | 0.74135 | 0 | 10hz
current_phase_b_band_3_500_2000hz_peak_count | 0.00052709 | 0.00037539 | 1.4041 | 0 | 10hz
current_phase_b_median | 0.00052315 | 0.00023826 | 2.1956 | 0 | 10hz
current_phase_a_band_3_500_2000hz_peak_spacing_mean | 0.00051571 | 0.00041142 | 1.2534 | 0 | 10hz
current_phase_b_band_3_500_2000hz_peak_spacing_std | 0.00051502 | 0.00016799 | 3.0656 | 0 | 10hz
current_phase_a_band_3_500_2000hz_centroid | 0.00050837 | 0.00028349 | 1.7932 | 0 | 10hz
current_phase_b_band_1_0_100hz_peak_freq_std | 0.0004945 | 0.00026346 | 1.8769 | 0 | 10hz
current_phase_b_band_2_100_500hz_centroid | 0.00049431 | 0.00036035 | 1.3717 | 0 | 10hz
current_phase_a_band_4_2000_3500hz_peak_spacing_std | 0.00049424 | 0.00030578 | 1.6163 | 0 | 10hz
current_phase_b_band_1_0_100hz_spread | 0.0004903 | 0.00036391 | 1.3473 | 0 | 10hz
current_phase_b_spectral_flatness | 0.00048495 | 0.00044241 | 1.0961 | 0 | 10hz
current_phase_b_band_4_2000_3500hz_spread | 0.00048365 | 0.00025287 | 1.9126 | 0 | 10hz
current_phase_a_band_3_500_2000hz_peak_freq_variance | 0.00047144 | 0.00029146 | 1.6175 | 0 | 10hz
current_phase_b_band_1_0_100hz_peak_freq_range | 0.00044567 | 0.00054593 | 0.81632 | 0 | 10hz
current_phase_a_band_2_100_500hz_dominant_peak_power | 0.00044302 | 0.00042579 | 1.0404 | 0 | 10hz
current_phase_b_band_4_2000_3500hz_peak_freq_std | 0.00043925 | 0.00038587 | 1.1383 | 0 | 10hz
current_phase_a_band_3_500_2000hz_peak_freq_std | 0.00043862 | 0.00017595 | 2.4927 | 0 | 10hz
current_phase_b_band_1_0_100hz_peak_count | 0.0004126 | 0.0008252 | 0.49999 | 0 | 10hz
current_phase_a_band_2_100_500hz_centroid | 0.00040545 | 0.00027936 | 1.4513 | 0 | 10hz
current_phase_b_band_4_2000_3500hz_centroid | 0.00038998 | 0.00027815 | 1.402 | 0 | 10hz
current_phase_b_band_4_2000_3500hz_peak_freq_variance | 0.00034653 | 0.00022392 | 1.5475 | 0 | 10hz
current_phase_a_median | 0.00034349 | 0.00031107 | 1.1042 | 0 | 10hz
current_phase_a_band_3_500_2000hz_peak_spacing_std | 0.00034327 | 0.00026451 | 1.2977 | 0 | 10hz
current_phase_a_band_3_500_2000hz_peak_prominence_std | 0.00033268 | 0.0001227 | 2.7111 | 0 | 10hz
current_phase_a_band_2_100_500hz_flatness | 0.00032231 | 9.1857e-05 | 3.5085 | 0 | 10hz
current_phase_b_band_2_100_500hz_spread | 0.00032153 | 0.0003222 | 0.99789 | 0 | 10hz
current_phase_b_band_2_100_500hz_peak_prominence_mean | 0.00031975 | 0.00034148 | 0.93635 | 0 | 10hz
current_phase_a_band_4_2000_3500hz_peak_freq_range | 0.00031862 | 0.00029373 | 1.0847 | 0 | 10hz
current_phase_b_band_3_500_2000hz_energy | 0.00031246 | 0.00027904 | 1.1197 | 0 | 10hz
current_phase_a_band_3_500_2000hz_peak_power_std | 0.00030291 | 0.00012809 | 2.3647 | 0 | 10hz
current_phase_a_band_2_100_500hz_peak_prominence_std | 0.00029427 | 0.0005859 | 0.50224 | 0 | 10hz
current_phase_a_band_2_100_500hz_peak_power_mean | 0.00027081 | 0.000223 | 1.2144 | 0 | 10hz
current_phase_b_band_2_100_500hz_dominant_peak_to_band_energy_ratio | 0.00024806 | 0.00027637 | 0.89754 | 0 | 10hz
current_phase_a_band_4_2000_3500hz_peak_count | 0.00022755 | 0.00021151 | 1.0758 | 0 | 10hz
current_phase_a_band_2_100_500hz_peak_count | 0.00022253 | 0.0003318 | 0.67067 | 0 | 10hz
current_phase_a_band_4_2000_3500hz_dominant_peak_freq | 0.00021074 | 0.00016802 | 1.2542 | 0 | 10hz
current_phase_b_band_2_100_500hz_dominant_peak_freq | 0.00020156 | 0.00026708 | 0.75466 | 0 | 10hz
current_phase_b_band_4_2000_3500hz_peak_density | 0.00019008 | 0.00025536 | 0.74431 | 0 | 10hz
current_phase_a_band_4_2000_3500hz_peak_density | 0.00017757 | 0.00019803 | 0.89666 | 0 | 10hz
current_phase_b_band_2_100_500hz_dominant_peak_power | 0.00015889 | 0.000202 | 0.78654 | 0 | 10hz
current_phase_b_band_2_100_500hz_peak_density | 0.00015544 | 0.00022587 | 0.68816 | 0 | 10hz
current_phase_b_band_2_100_500hz_peak_count | 0.00014023 | 0.00028047 | 0.49998 | 0 | 10hz
current_phase_a_band_3_500_2000hz_peak_density | 0.00013339 | 0.00012849 | 1.0381 | 0 | 10hz
current_phase_a_band_2_100_500hz_dominant_peak_freq | 0.00013249 | 0.00021794 | 0.60789 | 0 | 10hz
current_phase_a_band_2_100_500hz_peak_spacing_mean | 0.00013208 | 0.00016401 | 0.80524 | 0 | 10hz
current_phase_a_band_2_100_500hz_dominant_peak_to_band_energy_ratio | 0.00013043 | 0.00026086 | 0.49998 | 0 | 10hz
current_phase_a_band_2_100_500hz_peak_prominence_mean | 0.00011991 | 0.00016205 | 0.73995 | 0 | 10hz
current_phase_b_band_2_100_500hz_dominant_relative_peak_power | 9.9344e-05 | 0.00012831 | 0.77421 | 0 | 10hz
current_phase_b_band_2_100_500hz_peak_freq_std | 9.5069e-05 | 0.00013283 | 0.71566 | 0 | 10hz
current_phase_b_band_1_0_100hz_peak_spacing_std | 8.537e-05 | 0.00010686 | 0.7988 | 0 | 10hz
current_phase_b_band_2_100_500hz_peak_prominence_std | 7.6931e-05 | 0.00010104 | 0.76131 | 0 | 10hz
current_phase_a_band_2_100_500hz_peak_density | 6.8422e-05 | 9.2853e-05 | 0.7368 | 0 | 10hz
current_phase_a_band_2_100_500hz_peak_freq_variance | 4.4629e-05 | 8.9259e-05 | 0.49994 | 0 | 10hz
current_phase_b_band_2_100_500hz_peak_spacing_std | 3.7657e-05 | 7.5314e-05 | 0.49993 | 0 | 10hz
current_phase_a_band_2_100_500hz_dominant_relative_peak_power | 2.9493e-05 | 5.8986e-05 | 0.49992 | 0 | 10hz
current_phase_b_band_2_100_500hz_peak_power_mean | 2.6508e-05 | 5.3016e-05 | 0.49991 | 0 | 10hz
current_phase_b_band_2_100_500hz_peak_freq_range | 2.5645e-05 | 5.129e-05 | 0.4999 | 0 | 10hz
current_phase_a_band_3_500_2000hz_dominant_peak_freq | 2.3694e-05 | 4.7389e-05 | 0.49989 | 0 | 10hz
current_phase_b_band_2_100_500hz_peak_freq_variance | 2.1429e-05 | 4.2858e-05 | 0.49988 | 0 | 10hz
current_phase_a_band_2_100_500hz_peak_power_std | 3.7578e-06 | 7.5156e-06 | 0.49934 | 0 | 10hz
current_phase_a_band_2_100_500hz_peak_spacing_std | 0 | 0 | 0 | 0 | 10hz
current_phase_a_band_2_100_500hz_peak_freq_cv | 0 | 0 | 0 | 0 | 10hz
current_phase_a_band_2_100_500hz_peak_freq_range | 0 | 0 | 0 | 0 | 10hz
current_phase_a_band_1_0_100hz_dominant_peak_freq | 0 | 0 | 0 | 0 | 10hz
current_phase_a_spectral_rolloff | 0 | 0 | 0 | 0 | 10hz
current_phase_a_band_1_0_100hz_peak_spacing_std | 0 | 0 | 0 | 0 | 10hz
current_phase_a_band_2_100_500hz_peak_freq_std | 0 | 0 | 0 | 0 | 10hz
current_phase_b_band_1_0_100hz_dominant_peak_freq | 0 | 0 | 0 | 0 | 10hz
current_phase_b_spectral_rolloff | 0 | 0 | 0 | 0 | 10hz
current_phase_b_band_2_100_500hz_peak_spacing_mean | 0 | 0 | 0 | 0 | 10hz
current_phase_b_band_2_100_500hz_peak_freq_cv | 0 | 0 | 0 | 0 | 10hz
current_phase_b_band_3_500_2000hz_dominant_peak_freq | 0 | 0 | 0 | 0 | 10hz
current_phase_b_band_2_100_500hz_peak_power_std | 0 | 0 | 0 | 0 | 10hz
frequency_hz | 0 | 0 | 0 | 0 | 10hz
load_under_load | 0 | 0 | 0 | 0 | 10hz

## Faulty Bearing_Details
Feature | Mean_SHAP_Importance | Std_SHAP_Importance | SHAP_Stability_Score | Class | Frequency
current_phase_a_band_1_0_100hz_dominant_peak_power | 0.017968 | 0.0031731 | 5.6626 | 1 | 10hz
current_phase_b_rms | 0.016939 | 0.0036091 | 4.6934 | 1 | 10hz
current_phase_b_log_energy | 0.015945 | 0.001639 | 9.7281 | 1 | 10hz
current_phase_b_power | 0.013751 | 0.0027502 | 5.0002 | 1 | 10hz
current_phase_a_log_energy | 0.01287 | 0.0019668 | 6.5439 | 1 | 10hz
current_phase_a_band_4_2000_3500hz_dominant_peak_to_band_energy_ratio | 0.012592 | 0.0019558 | 6.4382 | 1 | 10hz
current_phase_a_band_1_0_100hz_energy | 0.012222 | 0.0016168 | 7.5595 | 1 | 10hz
current_phase_b_band_1_0_100hz_dominant_peak_power | 0.012025 | 0.00099008 | 12.1454 | 1 | 10hz
current_phase_b_band_1_0_100hz_energy | 0.011691 | 0.0017669 | 6.6165 | 1 | 10hz
current_phase_a_energy | 0.010936 | 0.0014562 | 7.5097 | 1 | 10hz
current_phase_a_spectral_energy | 0.0095518 | 0.0023693 | 4.0315 | 1 | 10hz
current_phase_b_energy | 0.0088715 | 0.0011368 | 7.8036 | 1 | 10hz
current_phase_a_rms | 0.007744 | 0.0016505 | 4.692 | 1 | 10hz
current_phase_a_iqr | 0.0074839 | 0.0012741 | 5.8738 | 1 | 10hz
current_phase_a_band_4_2000_3500hz_noise_floor | 0.0067502 | 0.0028696 | 2.3523 | 1 | 10hz
current_phase_a_min | 0.0064739 | 0.0023824 | 2.7174 | 1 | 10hz
current_phase_a_band_4_2000_3500hz_dominant_relative_peak_power | 0.0062946 | 0.001957 | 3.2164 | 1 | 10hz
current_phase_b_iqr | 0.0062833 | 0.00066745 | 9.4137 | 1 | 10hz
current_phase_a_band_3_500_2000hz_noise_floor | 0.0062269 | 0.0015741 | 3.9558 | 1 | 10hz
current_phase_a_band_3_500_2000hz_power_ratio | 0.0059514 | 0.00098597 | 6.036 | 1 | 10hz
current_phase_b_spectral_energy | 0.0058005 | 0.0016734 | 3.4662 | 1 | 10hz
current_phase_a_band_1_0_100hz_peak_prominence_mean | 0.0054514 | 0.0025878 | 2.1066 | 1 | 10hz
current_phase_a_band_1_0_100hz_power_ratio | 0.0054096 | 0.0029447 | 1.8371 | 1 | 10hz
current_phase_a_band_1_0_100hz_entropy | 0.0053238 | 0.0026434 | 2.014 | 1 | 10hz
current_phase_a_band_4_2000_3500hz_power_ratio | 0.0050801 | 0.0010886 | 4.6666 | 1 | 10hz
current_phase_a_band_1_0_100hz_peak_power_mean | 0.0043584 | 0.0014046 | 3.1029 | 1 | 10hz
current_phase_a_power | 0.0042268 | 0.0011472 | 3.6845 | 1 | 10hz
current_phase_b_min | 0.0041446 | 0.0015272 | 2.7138 | 1 | 10hz
current_phase_a_current_phase_b_correlation | 0.0039929 | 0.00063982 | 6.2405 | 1 | 10hz
current_phase_a_spectral_flatness | 0.0037787 | 0.0015859 | 2.3827 | 1 | 10hz
current_phase_a_band_4_2000_3500hz_peak_power_std | 0.0037648 | 0.0021944 | 1.7156 | 1 | 10hz
current_phase_a_band_2_100_500hz_energy | 0.0037341 | 0.0014624 | 2.5534 | 1 | 10hz
current_phase_a_band_3_500_2000hz_peak_prominence_mean | 0.0036252 | 0.0019821 | 1.829 | 1 | 10hz
current_phase_b_band_1_0_100hz_peak_prominence_mean | 0.003533 | 0.0011783 | 2.9983 | 1 | 10hz
current_phase_b_band_1_0_100hz_peak_power_mean | 0.0032093 | 0.00075728 | 4.2379 | 1 | 10hz
current_phase_a_band_2_100_500hz_noise_floor | 0.0031907 | 0.0010945 | 2.9151 | 1 | 10hz
current_phase_a_band_1_0_100hz_noise_floor | 0.0030817 | 0.0016227 | 1.8991 | 1 | 10hz
current_phase_b_clearance_factor | 0.0030586 | 0.0012386 | 2.4694 | 1 | 10hz
current_phase_a_band_1_0_100hz_spread | 0.003035 | 0.003082 | 0.98474 | 1 | 10hz
current_phase_a_band_3_500_2000hz_energy | 0.0030188 | 0.0023579 | 1.2803 | 1 | 10hz
current_phase_a_spectral_entropy | 0.002974 | 0.0013944 | 2.1328 | 1 | 10hz
current_phase_a_crest_factor | 0.0029722 | 0.0019797 | 1.5013 | 1 | 10hz
current_phase_a_peak_to_peak | 0.0029168 | 0.0014472 | 2.0154 | 1 | 10hz
current_phase_a_band_1_0_100hz_centroid | 0.0027816 | 0.0014066 | 1.9776 | 1 | 10hz
current_phase_a_band_1_0_100hz_peak_power_std | 0.0027106 | 0.0012428 | 2.181 | 1 | 10hz
current_phase_b_band_4_2000_3500hz_noise_floor | 0.0026999 | 0.0011438 | 2.3604 | 1 | 10hz
current_phase_a_band_4_2000_3500hz_energy | 0.0026692 | 0.0014986 | 1.7811 | 1 | 10hz
current_phase_a_percentile_75 | 0.0025862 | 0.0009455 | 2.7353 | 1 | 10hz
current_phase_a_band_3_500_2000hz_peak_power_mean | 0.0025381 | 0.0012786 | 1.985 | 1 | 10hz
current_phase_a_band_4_2000_3500hz_entropy | 0.0024798 | 0.0013331 | 1.8602 | 1 | 10hz
current_phase_b_band_1_0_100hz_dominant_relative_peak_power | 0.0024629 | 0.00084654 | 2.9094 | 1 | 10hz
current_phase_b_band_2_100_500hz_noise_floor | 0.0024483 | 0.0006085 | 4.0234 | 1 | 10hz
current_phase_a_clearance_factor | 0.0024437 | 0.00092678 | 2.6368 | 1 | 10hz
current_phase_b_band_3_500_2000hz_peak_freq_cv | 0.002442 | 0.0012313 | 1.9833 | 1 | 10hz
current_phase_b_percentile_75 | 0.0023764 | 0.00058603 | 4.0551 | 1 | 10hz
current_phase_b_peak_to_peak | 0.0023603 | 0.0007469 | 3.1601 | 1 | 10hz
current_phase_b_crest_factor | 0.0023037 | 0.00077237 | 2.9825 | 1 | 10hz
current_phase_a_impulse_factor | 0.0022341 | 0.0004578 | 4.8799 | 1 | 10hz
current_phase_b_impulse_factor | 0.0022205 | 0.00103 | 2.1559 | 1 | 10hz
current_phase_a_band_1_0_100hz_peak_prominence_std | 0.0021649 | 0.00062834 | 3.4454 | 1 | 10hz
current_phase_a_percentile_25 | 0.0021325 | 0.00082262 | 2.5923 | 1 | 10hz
current_phase_a_max | 0.0020609 | 0.00040655 | 5.0692 | 1 | 10hz
current_phase_b_spectral_entropy | 0.0020452 | 0.0011311 | 1.8081 | 1 | 10hz
current_phase_b_moment_4 | 0.0020343 | 0.0010165 | 2.0013 | 1 | 10hz
current_phase_b_band_3_500_2000hz_centroid | 0.0020304 | 0.0014177 | 1.4321 | 1 | 10hz
current_phase_a_band_4_2000_3500hz_peak_prominence_mean | 0.0020205 | 0.0011964 | 1.6888 | 1 | 10hz
current_phase_b_shape_factor | 0.0019902 | 0.0012894 | 1.5435 | 1 | 10hz
current_phase_a_spectral_centroid | 0.0019113 | 0.0014665 | 1.3033 | 1 | 10hz
current_phase_a_band_3_500_2000hz_dominant_relative_peak_power | 0.0018624 | 0.00086086 | 2.1634 | 1 | 10hz
current_phase_a_band_2_100_500hz_power_ratio | 0.0018593 | 0.00061723 | 3.0123 | 1 | 10hz
current_phase_b_percentile_25 | 0.0018537 | 0.00052593 | 3.5246 | 1 | 10hz
current_phase_b_band_1_0_100hz_peak_prominence_std | 0.0018006 | 0.00079574 | 2.2627 | 1 | 10hz
current_phase_b_band_1_0_100hz_dominant_peak_to_band_energy_ratio | 0.0017718 | 0.00098431 | 1.8 | 1 | 10hz
current_phase_b_band_2_100_500hz_energy | 0.0017457 | 0.00092147 | 1.8945 | 1 | 10hz
current_phase_a_band_4_2000_3500hz_peak_prominence_std | 0.0016687 | 0.0010621 | 1.5712 | 1 | 10hz
current_phase_a_band_3_500_2000hz_dominant_peak_power | 0.0016463 | 0.00097484 | 1.6888 | 1 | 10hz
current_phase_b_band_3_500_2000hz_peak_freq_std | 0.0016068 | 0.0010448 | 1.5379 | 1 | 10hz
current_phase_b_form_factor | 0.0015647 | 0.0012359 | 1.2661 | 1 | 10hz
current_phase_a_band_3_500_2000hz_dominant_peak_to_band_energy_ratio | 0.0015611 | 0.00065517 | 2.3828 | 1 | 10hz
current_phase_a_band_3_500_2000hz_entropy | 0.0015213 | 0.0011546 | 1.3176 | 1 | 10hz
current_phase_b_band_3_500_2000hz_spread | 0.0014932 | 0.00056042 | 2.6643 | 1 | 10hz
current_phase_a_band_1_0_100hz_dominant_peak_to_band_energy_ratio | 0.0014618 | 0.00053037 | 2.756 | 1 | 10hz
current_phase_b_band_1_0_100hz_entropy | 0.0014154 | 0.00093705 | 1.5105 | 1 | 10hz
current_phase_b_band_1_0_100hz_power_ratio | 0.0014079 | 0.00095452 | 1.475 | 1 | 10hz
current_phase_b_band_3_500_2000hz_peak_prominence_mean | 0.0013573 | 0.0004559 | 2.9771 | 1 | 10hz
current_phase_b_band_4_2000_3500hz_energy | 0.0013474 | 0.0005498 | 2.4506 | 1 | 10hz
current_phase_b_band_1_0_100hz_peak_freq_variance | 0.0012953 | 0.00078568 | 1.6486 | 1 | 10hz
current_phase_b_band_1_0_100hz_peak_power_std | 0.0012856 | 0.00060815 | 2.114 | 1 | 10hz
current_phase_b_moment_6 | 0.0012429 | 0.00051498 | 2.4136 | 1 | 10hz
current_phase_b_band_2_100_500hz_power_ratio | 0.0012055 | 0.00055484 | 2.1727 | 1 | 10hz
current_phase_b_band_3_500_2000hz_peak_freq_variance | 0.0012039 | 0.00074044 | 1.6259 | 1 | 10hz
current_phase_a_band_1_0_100hz_peak_freq_variance | 0.001178 | 0.0014609 | 0.80638 | 1 | 10hz
current_phase_b_band_1_0_100hz_centroid | 0.0011734 | 0.00055026 | 2.1324 | 1 | 10hz
current_phase_b_zero_crossing_rate | 0.0011535 | 0.00084051 | 1.3724 | 1 | 10hz
current_phase_b_band_4_2000_3500hz_dominant_relative_peak_power | 0.0011449 | 0.00060968 | 1.8779 | 1 | 10hz
current_phase_a_band_4_2000_3500hz_peak_power_mean | 0.0011385 | 0.00084758 | 1.3433 | 1 | 10hz
current_phase_a_band_1_0_100hz_flatness | 0.0011373 | 0.00075058 | 1.5152 | 1 | 10hz
current_phase_a_band_1_0_100hz_peak_freq_range | 0.0011266 | 0.00077855 | 1.447 | 1 | 10hz
current_phase_b_band_1_0_100hz_flatness | 0.0010878 | 0.00077351 | 1.4063 | 1 | 10hz
current_phase_a_band_2_100_500hz_entropy | 0.0010524 | 0.00079342 | 1.3263 | 1 | 10hz
current_phase_b_band_4_2000_3500hz_dominant_peak_to_band_energy_ratio | 0.0010507 | 0.00038632 | 2.7197 | 1 | 10hz
current_phase_a_moment_3 | 0.0010486 | 0.00055271 | 1.8971 | 1 | 10hz
current_phase_a_band_1_0_100hz_peak_freq_std | 0.0010374 | 0.0012729 | 0.81496 | 1 | 10hz
current_phase_a_band_1_0_100hz_peak_spacing_mean | 0.0010267 | 0.00095899 | 1.0706 | 1 | 10hz
current_phase_b_band_4_2000_3500hz_peak_power_std | 0.0010152 | 0.00073797 | 1.3757 | 1 | 10hz
current_phase_a_band_1_0_100hz_peak_density | 0.00098971 | 0.00080573 | 1.2283 | 1 | 10hz
current_phase_a_band_3_500_2000hz_peak_count | 0.00098854 | 0.00061639 | 1.6037 | 1 | 10hz
current_phase_b_moment_5 | 0.00098653 | 0.0012404 | 0.79533 | 1 | 10hz
current_phase_b_band_4_2000_3500hz_power_ratio | 0.00098653 | 0.00046807 | 2.1076 | 1 | 10hz
current_phase_b_band_4_2000_3500hz_peak_power_mean | 0.00098439 | 0.00051216 | 1.922 | 1 | 10hz
current_phase_b_band_3_500_2000hz_peak_power_mean | 0.00098392 | 0.00075968 | 1.2952 | 1 | 10hz
current_phase_a_moment_5 | 0.00097808 | 0.00044153 | 2.2152 | 1 | 10hz
current_phase_b_band_4_2000_3500hz_entropy | 0.00096895 | 0.00075525 | 1.2829 | 1 | 10hz
current_phase_b_band_3_500_2000hz_dominant_relative_peak_power | 0.00095316 | 0.0005954 | 1.6008 | 1 | 10hz
current_phase_b_skewness | 0.00093033 | 0.00039099 | 2.3794 | 1 | 10hz
current_phase_b_band_3_500_2000hz_noise_floor | 0.00092828 | 0.00015499 | 5.9888 | 1 | 10hz
current_phase_b_band_4_2000_3500hz_dominant_peak_power | 0.00089574 | 0.00036459 | 2.4568 | 1 | 10hz
current_phase_b_median | 0.00088671 | 0.00048304 | 1.8357 | 1 | 10hz
current_phase_a_band_1_0_100hz_dominant_relative_peak_power | 0.0008824 | 0.0005483 | 1.6093 | 1 | 10hz
current_phase_a_band_4_2000_3500hz_peak_freq_variance | 0.00087636 | 0.0011704 | 0.74878 | 1 | 10hz
current_phase_b_band_4_2000_3500hz_peak_freq_range | 0.00085673 | 0.00050169 | 1.7076 | 1 | 10hz
current_phase_a_band_4_2000_3500hz_flatness | 0.00085207 | 0.0004795 | 1.777 | 1 | 10hz
current_phase_a_band_3_500_2000hz_flatness | 0.00082308 | 0.00053651 | 1.5341 | 1 | 10hz
current_phase_a_band_4_2000_3500hz_centroid | 0.00082258 | 0.00043921 | 1.8728 | 1 | 10hz
current_phase_b_spectral_centroid | 0.00081312 | 0.00043399 | 1.8735 | 1 | 10hz
current_phase_b_band_3_500_2000hz_entropy | 0.00080744 | 0.00035684 | 2.2627 | 1 | 10hz
current_phase_a_band_3_500_2000hz_spread | 0.00080553 | 0.00025848 | 3.1163 | 1 | 10hz
current_phase_b_band_3_500_2000hz_peak_freq_range | 0.00080179 | 0.00046064 | 1.7406 | 1 | 10hz
current_phase_b_band_1_0_100hz_noise_floor | 0.00078396 | 0.00034002 | 2.3056 | 1 | 10hz
current_phase_b_band_2_100_500hz_flatness | 0.00078291 | 0.00022814 | 3.4316 | 1 | 10hz
current_phase_b_band_3_500_2000hz_peak_spacing_mean | 0.00077036 | 0.00056036 | 1.3747 | 1 | 10hz
current_phase_b_band_4_2000_3500hz_peak_count | 0.00076749 | 0.00050177 | 1.5295 | 1 | 10hz
current_phase_a_form_factor | 0.00076559 | 0.00044808 | 1.7086 | 1 | 10hz
current_phase_b_band_4_2000_3500hz_dominant_peak_freq | 0.00074593 | 0.00067198 | 1.11 | 1 | 10hz
current_phase_b_band_3_500_2000hz_power_ratio | 0.00073761 | 0.00042668 | 1.7287 | 1 | 10hz
current_phase_b_band_4_2000_3500hz_peak_prominence_std | 0.0007375 | 0.00085984 | 0.85772 | 1 | 10hz
current_phase_a_band_3_500_2000hz_peak_freq_variance | 0.00073237 | 0.00040673 | 1.8006 | 1 | 10hz
current_phase_a_moment_6 | 0.0007224 | 0.00042979 | 1.6808 | 1 | 10hz
current_phase_b_band_1_0_100hz_spread | 0.00072153 | 8.4669e-05 | 8.5208 | 1 | 10hz
current_phase_a_band_4_2000_3500hz_peak_spacing_std | 0.00071666 | 0.00041422 | 1.7301 | 1 | 10hz
current_phase_b_band_4_2000_3500hz_peak_spacing_std | 0.0007162 | 0.00051514 | 1.3903 | 1 | 10hz
current_phase_b_band_4_2000_3500hz_peak_prominence_mean | 0.00070257 | 0.00034061 | 2.0627 | 1 | 10hz
current_phase_a_band_3_500_2000hz_peak_power_std | 0.00070157 | 0.00029243 | 2.399 | 1 | 10hz
current_phase_a_zero_crossing_rate | 0.00070011 | 0.00030492 | 2.296 | 1 | 10hz
current_phase_b_band_3_500_2000hz_peak_prominence_std | 0.00068851 | 0.00032822 | 2.0976 | 1 | 10hz
current_phase_a_moment_4 | 0.00068566 | 0.00030713 | 2.2324 | 1 | 10hz
current_phase_b_band_3_500_2000hz_dominant_peak_power | 0.00068476 | 0.00044593 | 1.5355 | 1 | 10hz
current_phase_a_shape_factor | 0.00068452 | 0.00026689 | 2.5647 | 1 | 10hz
current_phase_a_kurtosis | 0.00068101 | 0.0003832 | 1.7771 | 1 | 10hz
current_phase_a_band_4_2000_3500hz_peak_freq_range | 0.00066644 | 0.00050058 | 1.3313 | 1 | 10hz
current_phase_a_band_4_2000_3500hz_peak_freq_std | 0.00066222 | 0.00021571 | 3.0698 | 1 | 10hz
current_phase_b_max | 0.00065964 | 0.00044312 | 1.4886 | 1 | 10hz
current_phase_b_moment_3 | 0.00064948 | 0.0003798 | 1.71 | 1 | 10hz
current_phase_a_band_2_100_500hz_spread | 0.00064246 | 0.00033958 | 1.8919 | 1 | 10hz
current_phase_b_band_1_0_100hz_peak_freq_cv | 0.00063997 | 0.00062852 | 1.0182 | 1 | 10hz
current_phase_a_band_4_2000_3500hz_peak_spacing_mean | 0.00062907 | 0.00058037 | 1.0839 | 1 | 10hz
current_phase_b_band_2_100_500hz_entropy | 0.00062884 | 0.00066415 | 0.94682 | 1 | 10hz
current_phase_a_band_3_500_2000hz_peak_freq_cv | 0.00062689 | 0.00026562 | 2.36 | 1 | 10hz
current_phase_b_band_4_2000_3500hz_flatness | 0.00062658 | 0.0005525 | 1.1341 | 1 | 10hz
current_phase_a_band_1_0_100hz_peak_count | 0.00062167 | 0.00043944 | 1.4147 | 1 | 10hz
current_phase_b_band_3_500_2000hz_dominant_peak_to_band_energy_ratio | 0.00060161 | 0.00032414 | 1.856 | 1 | 10hz
current_phase_b_kurtosis | 0.00059502 | 0.00016984 | 3.5031 | 1 | 10hz
current_phase_b_spectral_spread | 0.00059213 | 0.00034517 | 1.7154 | 1 | 10hz
current_phase_a_spectral_spread | 0.000585 | 0.0002158 | 2.7107 | 1 | 10hz
current_phase_b_band_4_2000_3500hz_peak_freq_cv | 0.00057884 | 0.00052525 | 1.102 | 1 | 10hz
current_phase_b_band_4_2000_3500hz_peak_spacing_mean | 0.00057581 | 0.00045665 | 1.2609 | 1 | 10hz
current_phase_a_band_4_2000_3500hz_spread | 0.00057283 | 0.00061257 | 0.93511 | 1 | 10hz
current_phase_a_band_3_500_2000hz_peak_freq_range | 0.0005704 | 0.00020352 | 2.8025 | 1 | 10hz
current_phase_b_band_3_500_2000hz_peak_density | 0.00056792 | 0.00056867 | 0.99867 | 1 | 10hz
current_phase_a_skewness | 0.00056202 | 0.00039587 | 1.4197 | 1 | 10hz
current_phase_a_current_phase_b_phase_diff | 0.00055501 | 0.00072926 | 0.76105 | 1 | 10hz
current_phase_a_band_4_2000_3500hz_dominant_peak_power | 0.00055414 | 0.00035153 | 1.5763 | 1 | 10hz
current_phase_b_band_1_0_100hz_peak_spacing_mean | 0.00054753 | 0.00066091 | 0.82844 | 1 | 10hz
current_phase_a_band_4_2000_3500hz_peak_freq_cv | 0.00053378 | 0.00017792 | 2.9998 | 1 | 10hz
current_phase_a_band_3_500_2000hz_peak_freq_std | 0.00053185 | 0.00019235 | 2.7648 | 1 | 10hz
current_phase_b_band_3_500_2000hz_peak_power_std | 0.00052267 | 0.00036497 | 1.4321 | 1 | 10hz
current_phase_b_band_3_500_2000hz_peak_spacing_std | 0.00051782 | 0.00013404 | 3.863 | 1 | 10hz
current_phase_b_band_3_500_2000hz_peak_count | 0.0005095 | 0.00026754 | 1.9043 | 1 | 10hz
current_phase_a_band_1_0_100hz_peak_freq_cv | 0.00049854 | 0.00076829 | 0.64888 | 1 | 10hz
current_phase_b_band_1_0_100hz_peak_density | 0.00049724 | 0.00037032 | 1.3427 | 1 | 10hz
current_phase_b_band_2_100_500hz_centroid | 0.0004886 | 0.00035607 | 1.3722 | 1 | 10hz
current_phase_b_band_4_2000_3500hz_spread | 0.00047371 | 0.00026942 | 1.7582 | 1 | 10hz
current_phase_a_band_2_100_500hz_peak_prominence_std | 0.00046089 | 0.00060243 | 0.76503 | 1 | 10hz
current_phase_a_band_3_500_2000hz_centroid | 0.00045696 | 0.00019133 | 2.3882 | 1 | 10hz
current_phase_b_band_4_2000_3500hz_peak_freq_std | 0.00045468 | 0.00042031 | 1.0818 | 1 | 10hz
current_phase_b_band_3_500_2000hz_flatness | 0.00045161 | 0.0003768 | 1.1985 | 1 | 10hz
current_phase_a_band_2_100_500hz_dominant_peak_power | 0.00042435 | 0.00048455 | 0.87574 | 1 | 10hz
current_phase_b_spectral_flatness | 0.00040265 | 0.00030482 | 1.3209 | 1 | 10hz
current_phase_a_band_3_500_2000hz_peak_spacing_mean | 0.00038418 | 0.00033693 | 1.1402 | 1 | 10hz
current_phase_a_band_3_500_2000hz_peak_spacing_std | 0.00038291 | 0.00011567 | 3.3101 | 1 | 10hz
current_phase_b_band_4_2000_3500hz_centroid | 0.00037563 | 0.00031151 | 1.2058 | 1 | 10hz
current_phase_a_band_2_100_500hz_centroid | 0.00037361 | 0.00023804 | 1.5695 | 1 | 10hz
current_phase_b_band_1_0_100hz_peak_freq_std | 0.00036121 | 0.0002319 | 1.5575 | 1 | 10hz
current_phase_a_band_3_500_2000hz_peak_prominence_std | 0.00036007 | 0.00021495 | 1.6751 | 1 | 10hz
current_phase_a_median | 0.00035538 | 0.00033259 | 1.0685 | 1 | 10hz
current_phase_a_band_4_2000_3500hz_peak_density | 0.0003492 | 0.00036694 | 0.95163 | 1 | 10hz
current_phase_b_band_4_2000_3500hz_peak_freq_variance | 0.00032728 | 0.00017649 | 1.8543 | 1 | 10hz
current_phase_b_band_1_0_100hz_peak_freq_range | 0.00031479 | 0.00043255 | 0.72774 | 1 | 10hz
current_phase_b_band_2_100_500hz_spread | 0.00029245 | 0.00029908 | 0.9778 | 1 | 10hz
current_phase_a_band_2_100_500hz_flatness | 0.0002891 | 0.00024668 | 1.1719 | 1 | 10hz
current_phase_b_band_2_100_500hz_peak_prominence_mean | 0.00028108 | 0.00034437 | 0.8162 | 1 | 10hz
current_phase_a_band_4_2000_3500hz_peak_count | 0.00027389 | 0.00020618 | 1.3283 | 1 | 10hz
current_phase_b_band_2_100_500hz_dominant_peak_freq | 0.00024655 | 0.00027974 | 0.8813 | 1 | 10hz
current_phase_b_band_1_0_100hz_peak_count | 0.00021756 | 0.00043512 | 0.49999 | 1 | 10hz
current_phase_a_band_4_2000_3500hz_dominant_peak_freq | 0.00021429 | 0.00017183 | 1.247 | 1 | 10hz
current_phase_a_band_2_100_500hz_peak_density | 0.00019914 | 0.00025014 | 0.79606 | 1 | 10hz
current_phase_b_band_3_500_2000hz_energy | 0.00018724 | 0.00019518 | 0.9593 | 1 | 10hz
current_phase_a_band_2_100_500hz_dominant_peak_freq | 0.00018439 | 0.00023457 | 0.78604 | 1 | 10hz
current_phase_b_band_2_100_500hz_peak_freq_std | 0.00017885 | 0.00022952 | 0.77921 | 1 | 10hz
current_phase_b_band_2_100_500hz_peak_count | 0.00017186 | 0.00034371 | 0.49999 | 1 | 10hz
current_phase_a_band_2_100_500hz_peak_prominence_mean | 0.00016981 | 0.00029772 | 0.57035 | 1 | 10hz
current_phase_a_band_3_500_2000hz_peak_density | 0.0001652 | 0.00011419 | 1.4466 | 1 | 10hz
current_phase_a_band_2_100_500hz_peak_count | 0.00016095 | 0.00020718 | 0.77686 | 1 | 10hz
current_phase_b_band_2_100_500hz_dominant_peak_power | 0.00015119 | 0.00018988 | 0.79622 | 1 | 10hz
current_phase_b_band_2_100_500hz_peak_density | 0.00015115 | 0.00022525 | 0.67101 | 1 | 10hz
current_phase_a_band_2_100_500hz_peak_power_mean | 0.00014759 | 0.00018091 | 0.81578 | 1 | 10hz
current_phase_a_band_2_100_500hz_peak_spacing_mean | 0.00014319 | 0.00018861 | 0.75917 | 1 | 10hz
current_phase_b_band_1_0_100hz_peak_spacing_std | 0.00014002 | 0.00018315 | 0.76445 | 1 | 10hz
current_phase_b_band_2_100_500hz_dominant_peak_to_band_energy_ratio | 0.00012925 | 0.00016494 | 0.78355 | 1 | 10hz
current_phase_b_band_2_100_500hz_peak_prominence_std | 0.00012694 | 0.00019371 | 0.65527 | 1 | 10hz
current_phase_a_band_2_100_500hz_peak_freq_std | 0.00011474 | 0.00022948 | 0.49998 | 1 | 10hz
current_phase_b_band_2_100_500hz_peak_power_mean | 0.00010739 | 0.00015482 | 0.69359 | 1 | 10hz
current_phase_b_band_2_100_500hz_dominant_relative_peak_power | 0.00010412 | 8.819e-05 | 1.1805 | 1 | 10hz
current_phase_a_band_2_100_500hz_peak_power_std | 9.1194e-05 | 0.00012018 | 0.75877 | 1 | 10hz
current_phase_a_band_3_500_2000hz_dominant_peak_freq | 8.8319e-05 | 0.00017664 | 0.49997 | 1 | 10hz
current_phase_b_band_4_2000_3500hz_peak_density | 8.4333e-05 | 0.00012059 | 0.69931 | 1 | 10hz
current_phase_a_band_2_100_500hz_dominant_peak_to_band_energy_ratio | 5.7655e-05 | 0.00011531 | 0.49996 | 1 | 10hz
current_phase_b_band_2_100_500hz_peak_freq_range | 5.1958e-05 | 0.00010392 | 0.49995 | 1 | 10hz
current_phase_a_band_2_100_500hz_dominant_relative_peak_power | 5.1358e-05 | 0.00010272 | 0.49995 | 1 | 10hz
current_phase_a_band_2_100_500hz_peak_freq_variance | 4.7819e-05 | 9.5638e-05 | 0.49995 | 1 | 10hz
current_phase_b_band_2_100_500hz_peak_freq_variance | 2.5171e-05 | 5.0342e-05 | 0.4999 | 1 | 10hz
current_phase_b_band_2_100_500hz_peak_spacing_std | 1.82e-05 | 3.64e-05 | 0.49986 | 1 | 10hz
current_phase_a_band_2_100_500hz_peak_freq_range | 0 | 0 | 0 | 1 | 10hz
current_phase_a_band_2_100_500hz_peak_spacing_std | 0 | 0 | 0 | 1 | 10hz
current_phase_a_band_1_0_100hz_dominant_peak_freq | 0 | 0 | 0 | 1 | 10hz
current_phase_a_spectral_rolloff | 0 | 0 | 0 | 1 | 10hz
current_phase_a_band_2_100_500hz_peak_freq_cv | 0 | 0 | 0 | 1 | 10hz
current_phase_a_band_1_0_100hz_peak_spacing_std | 0 | 0 | 0 | 1 | 10hz
current_phase_b_band_1_0_100hz_dominant_peak_freq | 0 | 0 | 0 | 1 | 10hz
current_phase_b_spectral_rolloff | 0 | 0 | 0 | 1 | 10hz
current_phase_b_band_2_100_500hz_peak_spacing_mean | 0 | 0 | 0 | 1 | 10hz
current_phase_b_band_2_100_500hz_peak_freq_cv | 0 | 0 | 0 | 1 | 10hz
current_phase_b_band_3_500_2000hz_dominant_peak_freq | 0 | 0 | 0 | 1 | 10hz
current_phase_b_band_2_100_500hz_peak_power_std | 0 | 0 | 0 | 1 | 10hz
frequency_hz | 0 | 0 | 0 | 1 | 10hz
load_under_load | 0 | 0 | 0 | 1 | 10hz

## Misalignment_Details
Feature | Mean_SHAP_Importance | Std_SHAP_Importance | SHAP_Stability_Score | Class | Frequency
current_phase_a_band_1_0_100hz_dominant_peak_power | 0.035991 | 0.0052485 | 6.8574 | 2 | 10hz
current_phase_b_rms | 0.035052 | 0.0059839 | 5.8577 | 2 | 10hz
current_phase_a_band_1_0_100hz_energy | 0.028267 | 0.0072516 | 3.898 | 2 | 10hz
current_phase_b_log_energy | 0.027962 | 0.0040259 | 6.9454 | 2 | 10hz
current_phase_b_power | 0.023664 | 0.0061738 | 3.8329 | 2 | 10hz
current_phase_b_band_1_0_100hz_energy | 0.021722 | 0.004284 | 5.0706 | 2 | 10hz
current_phase_a_log_energy | 0.021473 | 0.0028379 | 7.5665 | 2 | 10hz
current_phase_a_spectral_energy | 0.020642 | 0.0030385 | 6.7933 | 2 | 10hz
current_phase_b_energy | 0.018713 | 0.0038382 | 4.8755 | 2 | 10hz
current_phase_a_energy | 0.016653 | 0.0030155 | 5.5226 | 2 | 10hz
current_phase_a_rms | 0.013839 | 0.002858 | 4.8422 | 2 | 10hz
current_phase_b_iqr | 0.011237 | 0.0011655 | 9.6415 | 2 | 10hz
current_phase_b_spectral_energy | 0.0096848 | 0.0030193 | 3.2076 | 2 | 10hz
current_phase_b_band_1_0_100hz_peak_prominence_mean | 0.0068827 | 0.0023763 | 2.8964 | 2 | 10hz
current_phase_b_band_1_0_100hz_dominant_relative_peak_power | 0.0063123 | 0.0025248 | 2.5001 | 2 | 10hz
current_phase_b_band_1_0_100hz_dominant_peak_power | 0.006135 | 0.0029619 | 2.0713 | 2 | 10hz
current_phase_a_iqr | 0.0054142 | 0.0010166 | 5.3258 | 2 | 10hz
current_phase_b_band_1_0_100hz_dominant_peak_to_band_energy_ratio | 0.0048932 | 0.0020039 | 2.4419 | 2 | 10hz
current_phase_a_max | 0.0048484 | 0.0024951 | 1.9432 | 2 | 10hz
current_phase_b_band_1_0_100hz_peak_power_mean | 0.0044375 | 0.0018936 | 2.3434 | 2 | 10hz
current_phase_b_percentile_75 | 0.0039055 | 0.00053433 | 7.3091 | 2 | 10hz
current_phase_a_percentile_75 | 0.0031653 | 0.00080114 | 3.9509 | 2 | 10hz
current_phase_b_percentile_25 | 0.0031538 | 0.0013228 | 2.3841 | 2 | 10hz
current_phase_a_band_1_0_100hz_dominant_peak_to_band_energy_ratio | 0.0028597 | 0.0011303 | 2.53 | 2 | 10hz
current_phase_a_band_1_0_100hz_peak_power_mean | 0.0026013 | 0.00030253 | 8.5981 | 2 | 10hz
current_phase_a_band_1_0_100hz_power_ratio | 0.0025519 | 0.0016693 | 1.5287 | 2 | 10hz
current_phase_a_current_phase_b_correlation | 0.0024149 | 0.0013465 | 1.7935 | 2 | 10hz
current_phase_a_power | 0.0023691 | 0.0029091 | 0.81435 | 2 | 10hz
current_phase_a_band_3_500_2000hz_power_ratio | 0.002333 | 0.00090435 | 2.5798 | 2 | 10hz
current_phase_a_band_1_0_100hz_peak_prominence_std | 0.0020461 | 0.00086235 | 2.3726 | 2 | 10hz
current_phase_a_band_1_0_100hz_peak_power_std | 0.0019894 | 0.0014216 | 1.3994 | 2 | 10hz
current_phase_a_band_1_0_100hz_dominant_relative_peak_power | 0.0018876 | 0.0012567 | 1.502 | 2 | 10hz
current_phase_a_band_1_0_100hz_entropy | 0.0018554 | 0.00074867 | 2.4782 | 2 | 10hz
current_phase_a_percentile_25 | 0.0018333 | 0.0011743 | 1.5612 | 2 | 10hz
current_phase_b_peak_to_peak | 0.0016334 | 0.00097456 | 1.6761 | 2 | 10hz
current_phase_a_band_1_0_100hz_centroid | 0.001546 | 0.0010758 | 1.4371 | 2 | 10hz
current_phase_b_band_1_0_100hz_peak_power_std | 0.0013986 | 0.0008891 | 1.573 | 2 | 10hz
current_phase_a_spectral_flatness | 0.0012475 | 0.00057837 | 2.1568 | 2 | 10hz
current_phase_b_band_1_0_100hz_peak_prominence_std | 0.0012102 | 0.00051014 | 2.3723 | 2 | 10hz
current_phase_a_min | 0.0011987 | 0.00096847 | 1.2377 | 2 | 10hz
current_phase_a_spectral_entropy | 0.0011366 | 0.00072848 | 1.5603 | 2 | 10hz
current_phase_a_band_4_2000_3500hz_power_ratio | 0.0010315 | 0.00035026 | 2.945 | 2 | 10hz
current_phase_b_max | 0.00094793 | 0.00079594 | 1.1909 | 2 | 10hz
current_phase_a_band_4_2000_3500hz_noise_floor | 0.00092922 | 0.00049549 | 1.8753 | 2 | 10hz
current_phase_a_band_4_2000_3500hz_dominant_peak_to_band_energy_ratio | 0.00090544 | 0.00051749 | 1.7496 | 2 | 10hz
current_phase_a_band_3_500_2000hz_energy | 0.00085353 | 0.00062395 | 1.3679 | 2 | 10hz
current_phase_a_band_1_0_100hz_peak_prominence_mean | 0.0008167 | 0.00056179 | 1.4537 | 2 | 10hz
current_phase_b_median | 0.00079434 | 0.0008664 | 0.91682 | 2 | 10hz
current_phase_a_band_3_500_2000hz_noise_floor | 0.00074582 | 0.00055076 | 1.3541 | 2 | 10hz
current_phase_b_moment_4 | 0.000734 | 0.00055358 | 1.3259 | 2 | 10hz
current_phase_b_band_2_100_500hz_power_ratio | 0.0007282 | 0.00059477 | 1.2243 | 2 | 10hz
current_phase_a_band_3_500_2000hz_peak_prominence_mean | 0.00071532 | 0.00037402 | 1.9125 | 2 | 10hz
current_phase_a_band_1_0_100hz_spread | 0.00068242 | 0.00075662 | 0.90191 | 2 | 10hz
current_phase_b_min | 0.00066437 | 0.00049011 | 1.3555 | 2 | 10hz
current_phase_a_band_1_0_100hz_peak_spacing_mean | 0.00061308 | 0.00076493 | 0.80148 | 2 | 10hz
current_phase_a_band_3_500_2000hz_peak_power_mean | 0.00059662 | 0.00053831 | 1.1083 | 2 | 10hz
current_phase_a_band_1_0_100hz_flatness | 0.00057946 | 0.00056978 | 1.017 | 2 | 10hz
current_phase_b_band_1_0_100hz_entropy | 0.0005757 | 0.00050084 | 1.1494 | 2 | 10hz
current_phase_a_band_1_0_100hz_noise_floor | 0.00051536 | 0.00039285 | 1.3118 | 2 | 10hz
current_phase_a_band_4_2000_3500hz_dominant_relative_peak_power | 0.0004777 | 0.00025741 | 1.8557 | 2 | 10hz
current_phase_b_band_3_500_2000hz_peak_prominence_std | 0.00046237 | 0.00057005 | 0.81109 | 2 | 10hz
current_phase_a_band_1_0_100hz_peak_freq_range | 0.00045971 | 0.00039657 | 1.1592 | 2 | 10hz
current_phase_b_band_4_2000_3500hz_noise_floor | 0.0004559 | 0.00036762 | 1.2401 | 2 | 10hz
current_phase_a_peak_to_peak | 0.00044097 | 0.00043309 | 1.0182 | 2 | 10hz
current_phase_b_moment_5 | 0.00043561 | 0.00036943 | 1.1791 | 2 | 10hz
current_phase_a_moment_4 | 0.0004342 | 0.00042673 | 1.0175 | 2 | 10hz
current_phase_b_skewness | 0.00042638 | 0.00041203 | 1.0348 | 2 | 10hz
current_phase_b_band_4_2000_3500hz_peak_prominence_mean | 0.00042169 | 0.00051817 | 0.81379 | 2 | 10hz
current_phase_a_band_2_100_500hz_energy | 0.00040823 | 0.00034251 | 1.1918 | 2 | 10hz
current_phase_b_band_3_500_2000hz_peak_density | 0.00039192 | 0.00078385 | 0.49999 | 2 | 10hz
current_phase_a_band_4_2000_3500hz_peak_prominence_mean | 0.00038634 | 0.00028392 | 1.3607 | 2 | 10hz
current_phase_a_band_3_500_2000hz_dominant_peak_to_band_energy_ratio | 0.00038599 | 0.00034428 | 1.1211 | 2 | 10hz
current_phase_b_band_4_2000_3500hz_energy | 0.0003802 | 0.00046623 | 0.81546 | 2 | 10hz
current_phase_a_band_4_2000_3500hz_peak_power_std | 0.00037779 | 0.00032376 | 1.1668 | 2 | 10hz
current_phase_b_band_3_500_2000hz_flatness | 0.00037244 | 0.00040359 | 0.9228 | 2 | 10hz
current_phase_b_band_2_100_500hz_noise_floor | 0.00037086 | 0.00046024 | 0.80578 | 2 | 10hz
current_phase_a_kurtosis | 0.0003653 | 0.00033451 | 1.092 | 2 | 10hz
current_phase_a_impulse_factor | 0.00035338 | 0.00028504 | 1.2397 | 2 | 10hz
current_phase_b_band_3_500_2000hz_peak_freq_cv | 0.00033359 | 0.00020017 | 1.6664 | 2 | 10hz
current_phase_a_band_2_100_500hz_power_ratio | 0.00032676 | 0.00065351 | 0.49999 | 2 | 10hz
current_phase_a_moment_6 | 0.00031852 | 0.00036956 | 0.86187 | 2 | 10hz
current_phase_b_spectral_flatness | 0.00031042 | 0.00025921 | 1.1975 | 2 | 10hz
current_phase_b_spectral_entropy | 0.00030928 | 0.00026415 | 1.1708 | 2 | 10hz
current_phase_a_band_3_500_2000hz_dominant_peak_power | 0.00030515 | 0.00037697 | 0.80945 | 2 | 10hz
current_phase_a_band_4_2000_3500hz_peak_freq_cv | 0.00030319 | 0.00036824 | 0.82334 | 2 | 10hz
current_phase_a_band_2_100_500hz_entropy | 0.00029761 | 0.00024438 | 1.2178 | 2 | 10hz
current_phase_a_band_3_500_2000hz_centroid | 0.00029267 | 0.00041144 | 0.71131 | 2 | 10hz
current_phase_a_band_2_100_500hz_noise_floor | 0.00029143 | 0.00020955 | 1.3907 | 2 | 10hz
current_phase_b_band_3_500_2000hz_dominant_peak_power | 0.00028983 | 0.00035603 | 0.81405 | 2 | 10hz
current_phase_b_moment_6 | 0.00028431 | 0.00034879 | 0.81511 | 2 | 10hz
current_phase_b_moment_3 | 0.00027166 | 0.00033468 | 0.8117 | 2 | 10hz
current_phase_b_band_2_100_500hz_energy | 0.00025868 | 0.00027334 | 0.94632 | 2 | 10hz
current_phase_a_crest_factor | 0.00024956 | 0.0003107 | 0.80319 | 2 | 10hz
current_phase_b_zero_crossing_rate | 0.00024885 | 0.00035042 | 0.71013 | 2 | 10hz
current_phase_b_band_4_2000_3500hz_peak_count | 0.00023314 | 0.00046628 | 0.49999 | 2 | 10hz
current_phase_a_band_4_2000_3500hz_energy | 0.00023067 | 0.00016445 | 1.4026 | 2 | 10hz
current_phase_a_band_2_100_500hz_spread | 0.00022307 | 0.00027027 | 0.82535 | 2 | 10hz
current_phase_b_kurtosis | 0.00021508 | 0.00043017 | 0.49999 | 2 | 10hz
current_phase_b_band_1_0_100hz_peak_density | 0.00020994 | 0.00041987 | 0.49999 | 2 | 10hz
current_phase_a_clearance_factor | 0.00020595 | 0.00026718 | 0.7708 | 2 | 10hz
current_phase_a_band_3_500_2000hz_spread | 0.00019494 | 0.00012913 | 1.5096 | 2 | 10hz
current_phase_b_band_4_2000_3500hz_peak_spacing_mean | 0.00019289 | 0.00027241 | 0.70807 | 2 | 10hz
current_phase_a_moment_3 | 0.00018995 | 0.00017257 | 1.1006 | 2 | 10hz
current_phase_a_band_4_2000_3500hz_flatness | 0.00018027 | 0.00013453 | 1.3399 | 2 | 10hz
current_phase_a_form_factor | 0.00017986 | 0.00022207 | 0.80992 | 2 | 10hz
current_phase_b_band_3_500_2000hz_peak_spacing_std | 0.00017796 | 0.00015906 | 1.1188 | 2 | 10hz
current_phase_b_band_1_0_100hz_centroid | 0.00016782 | 0.00013351 | 1.2569 | 2 | 10hz
current_phase_b_band_3_500_2000hz_entropy | 0.00016611 | 0.00016885 | 0.98373 | 2 | 10hz
current_phase_b_band_2_100_500hz_flatness | 0.00016509 | 0.00024679 | 0.66891 | 2 | 10hz
current_phase_b_band_4_2000_3500hz_peak_power_std | 0.00016219 | 0.00029056 | 0.55817 | 2 | 10hz
current_phase_b_band_3_500_2000hz_noise_floor | 0.00016061 | 0.00013229 | 1.214 | 2 | 10hz
current_phase_b_form_factor | 0.00015945 | 0.00020553 | 0.77575 | 2 | 10hz
current_phase_b_band_3_500_2000hz_peak_spacing_mean | 0.00015865 | 0.00024644 | 0.64373 | 2 | 10hz
current_phase_b_band_3_500_2000hz_spread | 0.00015104 | 0.00019048 | 0.79287 | 2 | 10hz
current_phase_b_band_3_500_2000hz_dominant_relative_peak_power | 0.00014763 | 0.00029526 | 0.49998 | 2 | 10hz
current_phase_a_band_1_0_100hz_peak_freq_variance | 0.00014613 | 0.00022948 | 0.63675 | 2 | 10hz
current_phase_a_band_4_2000_3500hz_peak_freq_range | 0.00014467 | 0.00017905 | 0.80793 | 2 | 10hz
current_phase_a_band_3_500_2000hz_entropy | 0.00014307 | 0.00028614 | 0.49998 | 2 | 10hz
current_phase_b_band_1_0_100hz_peak_count | 0.00014175 | 0.0002835 | 0.49998 | 2 | 10hz
current_phase_a_spectral_centroid | 0.0001359 | 0.00018539 | 0.73304 | 2 | 10hz
current_phase_a_band_4_2000_3500hz_peak_power_mean | 0.00013025 | 0.0001801 | 0.72316 | 2 | 10hz
current_phase_a_band_4_2000_3500hz_peak_prominence_std | 0.00012969 | 0.00023758 | 0.54586 | 2 | 10hz
current_phase_a_band_4_2000_3500hz_peak_spacing_mean | 0.00012853 | 0.00011662 | 1.1021 | 2 | 10hz
current_phase_a_band_4_2000_3500hz_spread | 0.00012137 | 0.00017805 | 0.68163 | 2 | 10hz
current_phase_b_crest_factor | 0.00012098 | 0.00012331 | 0.98104 | 2 | 10hz
current_phase_a_band_3_500_2000hz_dominant_peak_freq | 0.00012043 | 0.00024086 | 0.49998 | 2 | 10hz
current_phase_a_median | 0.00011496 | 0.00022992 | 0.49998 | 2 | 10hz
current_phase_b_band_2_100_500hz_spread | 0.00011473 | 0.00015213 | 0.75407 | 2 | 10hz
current_phase_b_band_1_0_100hz_flatness | 0.00011319 | 0.00014012 | 0.80777 | 2 | 10hz
current_phase_b_band_1_0_100hz_peak_freq_cv | 0.00011171 | 0.00015486 | 0.72133 | 2 | 10hz
current_phase_a_band_2_100_500hz_peak_density | 0.0001089 | 0.00014247 | 0.76434 | 2 | 10hz
current_phase_a_band_2_100_500hz_flatness | 0.00010798 | 0.00014487 | 0.74532 | 2 | 10hz
current_phase_b_band_3_500_2000hz_centroid | 0.00010719 | 8.6522e-05 | 1.2387 | 2 | 10hz
current_phase_b_band_3_500_2000hz_peak_power_mean | 0.00010649 | 0.00021299 | 0.49998 | 2 | 10hz
current_phase_a_band_3_500_2000hz_flatness | 0.00010334 | 0.00016982 | 0.60848 | 2 | 10hz
current_phase_b_band_4_2000_3500hz_dominant_relative_peak_power | 0.00010256 | 0.00011787 | 0.87006 | 2 | 10hz
current_phase_b_band_3_500_2000hz_peak_count | 9.9085e-05 | 0.00010782 | 0.9189 | 2 | 10hz
current_phase_a_band_4_2000_3500hz_centroid | 9.8592e-05 | 0.00012533 | 0.78658 | 2 | 10hz
current_phase_b_band_3_500_2000hz_peak_prominence_mean | 9.7138e-05 | 8.5746e-05 | 1.1327 | 2 | 10hz
current_phase_b_band_4_2000_3500hz_peak_freq_range | 9.668e-05 | 0.00010114 | 0.95585 | 2 | 10hz
current_phase_b_band_1_0_100hz_peak_spacing_mean | 9.3418e-05 | 0.00018684 | 0.49997 | 2 | 10hz
current_phase_b_band_1_0_100hz_peak_freq_std | 9.1823e-05 | 0.00013911 | 0.66004 | 2 | 10hz
current_phase_a_band_1_0_100hz_peak_density | 8.5929e-05 | 0.00011134 | 0.7717 | 2 | 10hz
current_phase_a_moment_5 | 8.2111e-05 | 0.00015312 | 0.53622 | 2 | 10hz
current_phase_b_shape_factor | 8.0342e-05 | 7.1613e-05 | 1.1217 | 2 | 10hz
current_phase_b_band_4_2000_3500hz_dominant_peak_to_band_energy_ratio | 7.8848e-05 | 0.0001577 | 0.49997 | 2 | 10hz
current_phase_a_band_3_500_2000hz_peak_freq_cv | 7.8315e-05 | 0.00012909 | 0.6066 | 2 | 10hz
current_phase_b_impulse_factor | 7.7787e-05 | 0.00015557 | 0.49997 | 2 | 10hz
current_phase_a_band_4_2000_3500hz_peak_freq_std | 7.745e-05 | 0.0001549 | 0.49997 | 2 | 10hz
current_phase_a_skewness | 7.5598e-05 | 0.00011743 | 0.64373 | 2 | 10hz
current_phase_a_zero_crossing_rate | 7.5564e-05 | 0.00015113 | 0.49997 | 2 | 10hz
current_phase_a_band_3_500_2000hz_peak_power_std | 7.378e-05 | 7.9196e-05 | 0.93149 | 2 | 10hz
current_phase_a_band_2_100_500hz_peak_spacing_mean | 7.1942e-05 | 0.00014388 | 0.49997 | 2 | 10hz
current_phase_b_band_2_100_500hz_dominant_peak_freq | 6.6264e-05 | 8.9395e-05 | 0.74116 | 2 | 10hz
current_phase_a_band_3_500_2000hz_peak_spacing_std | 6.5233e-05 | 0.00013047 | 0.49996 | 2 | 10hz
current_phase_a_band_4_2000_3500hz_entropy | 6.3917e-05 | 0.00010577 | 0.60426 | 2 | 10hz
current_phase_a_band_3_500_2000hz_peak_freq_std | 6.3843e-05 | 0.00012769 | 0.49996 | 2 | 10hz
current_phase_a_shape_factor | 5.9509e-05 | 8.4309e-05 | 0.70576 | 2 | 10hz
current_phase_b_band_4_2000_3500hz_peak_freq_std | 5.9325e-05 | 0.00011107 | 0.5341 | 2 | 10hz
current_phase_b_band_4_2000_3500hz_peak_spacing_std | 5.765e-05 | 8.5906e-05 | 0.671 | 2 | 10hz
current_phase_b_band_1_0_100hz_peak_spacing_std | 5.6473e-05 | 0.00011295 | 0.49996 | 2 | 10hz
current_phase_a_band_4_2000_3500hz_peak_freq_variance | 5.4275e-05 | 0.00010855 | 0.49995 | 2 | 10hz
current_phase_a_band_3_500_2000hz_dominant_relative_peak_power | 5.4163e-05 | 7.6472e-05 | 0.70818 | 2 | 10hz
current_phase_b_band_2_100_500hz_centroid | 5.1471e-05 | 0.00010294 | 0.49995 | 2 | 10hz
current_phase_b_band_4_2000_3500hz_dominant_peak_power | 4.9191e-05 | 6.0613e-05 | 0.81142 | 2 | 10hz
current_phase_b_band_4_2000_3500hz_spread | 4.7697e-05 | 8.5625e-05 | 0.55698 | 2 | 10hz
current_phase_b_band_4_2000_3500hz_entropy | 4.7562e-05 | 6.2076e-05 | 0.76607 | 2 | 10hz
current_phase_b_band_3_500_2000hz_energy | 4.7328e-05 | 9.4657e-05 | 0.49995 | 2 | 10hz
current_phase_a_band_3_500_2000hz_peak_freq_variance | 4.438e-05 | 8.876e-05 | 0.49994 | 2 | 10hz
current_phase_b_band_3_500_2000hz_peak_freq_range | 4.3188e-05 | 8.6376e-05 | 0.49994 | 2 | 10hz
current_phase_a_band_2_100_500hz_dominant_peak_power | 4.1814e-05 | 6.0561e-05 | 0.69032 | 2 | 10hz
current_phase_b_spectral_centroid | 4.0946e-05 | 8.1893e-05 | 0.49994 | 2 | 10hz
current_phase_b_band_2_100_500hz_dominant_relative_peak_power | 4.0856e-05 | 8.1712e-05 | 0.49994 | 2 | 10hz
current_phase_b_band_4_2000_3500hz_peak_freq_variance | 3.8884e-05 | 7.7768e-05 | 0.49994 | 2 | 10hz
current_phase_a_spectral_spread | 3.523e-05 | 7.0461e-05 | 0.49993 | 2 | 10hz
current_phase_b_band_1_0_100hz_peak_freq_range | 3.5134e-05 | 7.0268e-05 | 0.49993 | 2 | 10hz
current_phase_a_band_4_2000_3500hz_dominant_peak_power | 3.4852e-05 | 6.9704e-05 | 0.49993 | 2 | 10hz
current_phase_b_band_3_500_2000hz_peak_freq_std | 3.3717e-05 | 6.7435e-05 | 0.49993 | 2 | 10hz
current_phase_a_current_phase_b_phase_diff | 3.2609e-05 | 6.5217e-05 | 0.49992 | 2 | 10hz
current_phase_b_band_3_500_2000hz_power_ratio | 3.2552e-05 | 3.5406e-05 | 0.91912 | 2 | 10hz
current_phase_b_band_2_100_500hz_peak_count | 3.1623e-05 | 6.3246e-05 | 0.49992 | 2 | 10hz
current_phase_b_band_4_2000_3500hz_centroid | 3.0636e-05 | 6.1273e-05 | 0.49992 | 2 | 10hz
current_phase_a_band_2_100_500hz_peak_prominence_std | 2.9833e-05 | 5.9666e-05 | 0.49992 | 2 | 10hz
current_phase_b_band_4_2000_3500hz_power_ratio | 2.8969e-05 | 5.7939e-05 | 0.49991 | 2 | 10hz
current_phase_b_band_2_100_500hz_peak_power_mean | 2.6508e-05 | 5.3016e-05 | 0.49991 | 2 | 10hz
current_phase_a_band_4_2000_3500hz_peak_spacing_std | 2.4517e-05 | 4.9035e-05 | 0.4999 | 2 | 10hz
current_phase_b_band_4_2000_3500hz_peak_density | 2.2487e-05 | 4.4974e-05 | 0.49989 | 2 | 10hz
current_phase_b_band_2_100_500hz_dominant_peak_to_band_energy_ratio | 2.167e-05 | 4.334e-05 | 0.49988 | 2 | 10hz
current_phase_a_band_1_0_100hz_peak_freq_std | 2.1455e-05 | 4.2911e-05 | 0.49988 | 2 | 10hz
current_phase_b_band_1_0_100hz_power_ratio | 2.0917e-05 | 4.1834e-05 | 0.49988 | 2 | 10hz
current_phase_b_band_4_2000_3500hz_dominant_peak_freq | 2.0365e-05 | 4.0729e-05 | 0.49988 | 2 | 10hz
current_phase_a_band_1_0_100hz_peak_count | 1.956e-05 | 3.9119e-05 | 0.49987 | 2 | 10hz
current_phase_b_band_4_2000_3500hz_flatness | 1.5855e-05 | 3.1711e-05 | 0.49984 | 2 | 10hz
current_phase_b_band_1_0_100hz_noise_floor | 1.3003e-05 | 2.6006e-05 | 0.49981 | 2 | 10hz
current_phase_b_band_3_500_2000hz_peak_freq_variance | 1.2801e-05 | 2.5602e-05 | 0.4998 | 2 | 10hz
current_phase_b_band_1_0_100hz_peak_freq_variance | 6.3448e-06 | 1.269e-05 | 0.49961 | 2 | 10hz
current_phase_b_band_1_0_100hz_spread | 5.5219e-06 | 1.1044e-05 | 0.49955 | 2 | 10hz
current_phase_b_band_2_100_500hz_peak_density | 4.2883e-06 | 8.5767e-06 | 0.49942 | 2 | 10hz
current_phase_a_band_4_2000_3500hz_peak_density | 3.8519e-06 | 7.7039e-06 | 0.49935 | 2 | 10hz
current_phase_b_band_4_2000_3500hz_peak_freq_cv | 3.05e-06 | 6.0999e-06 | 0.49918 | 2 | 10hz
current_phase_a_band_2_100_500hz_peak_power_std | 1.6404e-06 | 3.2808e-06 | 0.49848 | 2 | 10hz
current_phase_a_band_2_100_500hz_dominant_relative_peak_power | 0 | 0 | 0 | 2 | 10hz
current_phase_a_spectral_rolloff | 0 | 0 | 0 | 2 | 10hz
current_phase_a_band_1_0_100hz_dominant_peak_freq | 0 | 0 | 0 | 2 | 10hz
current_phase_a_band_1_0_100hz_peak_spacing_std | 0 | 0 | 0 | 2 | 10hz
current_phase_a_band_1_0_100hz_peak_freq_cv | 0 | 0 | 0 | 2 | 10hz
current_phase_a_band_2_100_500hz_peak_power_mean | 0 | 0 | 0 | 2 | 10hz
current_phase_a_band_2_100_500hz_dominant_peak_freq | 0 | 0 | 0 | 2 | 10hz
current_phase_a_band_2_100_500hz_peak_freq_range | 0 | 0 | 0 | 2 | 10hz
current_phase_a_band_2_100_500hz_peak_freq_cv | 0 | 0 | 0 | 2 | 10hz
current_phase_a_band_2_100_500hz_peak_freq_variance | 0 | 0 | 0 | 2 | 10hz
current_phase_a_band_2_100_500hz_peak_freq_std | 0 | 0 | 0 | 2 | 10hz
current_phase_a_band_3_500_2000hz_peak_count | 0 | 0 | 0 | 2 | 10hz
current_phase_a_band_3_500_2000hz_peak_prominence_std | 0 | 0 | 0 | 2 | 10hz
current_phase_a_band_4_2000_3500hz_dominant_peak_freq | 0 | 0 | 0 | 2 | 10hz
current_phase_a_band_4_2000_3500hz_peak_count | 0 | 0 | 0 | 2 | 10hz
current_phase_a_band_3_500_2000hz_peak_density | 0 | 0 | 0 | 2 | 10hz
current_phase_a_band_3_500_2000hz_peak_freq_range | 0 | 0 | 0 | 2 | 10hz
current_phase_a_band_3_500_2000hz_peak_spacing_mean | 0 | 0 | 0 | 2 | 10hz
current_phase_a_band_2_100_500hz_centroid | 0 | 0 | 0 | 2 | 10hz
current_phase_a_band_2_100_500hz_peak_count | 0 | 0 | 0 | 2 | 10hz
current_phase_a_band_2_100_500hz_peak_prominence_mean | 0 | 0 | 0 | 2 | 10hz
current_phase_a_band_2_100_500hz_peak_spacing_std | 0 | 0 | 0 | 2 | 10hz
current_phase_a_band_2_100_500hz_dominant_peak_to_band_energy_ratio | 0 | 0 | 0 | 2 | 10hz
current_phase_b_band_2_100_500hz_peak_prominence_mean | 0 | 0 | 0 | 2 | 10hz
current_phase_b_band_2_100_500hz_entropy | 0 | 0 | 0 | 2 | 10hz
current_phase_b_spectral_spread | 0 | 0 | 0 | 2 | 10hz
current_phase_b_clearance_factor | 0 | 0 | 0 | 2 | 10hz
current_phase_b_band_1_0_100hz_dominant_peak_freq | 0 | 0 | 0 | 2 | 10hz
current_phase_b_spectral_rolloff | 0 | 0 | 0 | 2 | 10hz
current_phase_b_band_3_500_2000hz_dominant_peak_to_band_energy_ratio | 0 | 0 | 0 | 2 | 10hz
current_phase_b_band_3_500_2000hz_dominant_peak_freq | 0 | 0 | 0 | 2 | 10hz
current_phase_b_band_3_500_2000hz_peak_power_std | 0 | 0 | 0 | 2 | 10hz
current_phase_b_band_2_100_500hz_peak_spacing_std | 0 | 0 | 0 | 2 | 10hz
current_phase_b_band_2_100_500hz_peak_freq_std | 0 | 0 | 0 | 2 | 10hz
current_phase_b_band_2_100_500hz_peak_freq_variance | 0 | 0 | 0 | 2 | 10hz
current_phase_b_band_2_100_500hz_peak_freq_cv | 0 | 0 | 0 | 2 | 10hz
current_phase_b_band_2_100_500hz_peak_prominence_std | 0 | 0 | 0 | 2 | 10hz
current_phase_b_band_2_100_500hz_dominant_peak_power | 0 | 0 | 0 | 2 | 10hz
current_phase_b_band_2_100_500hz_peak_power_std | 0 | 0 | 0 | 2 | 10hz
current_phase_b_band_2_100_500hz_peak_spacing_mean | 0 | 0 | 0 | 2 | 10hz
current_phase_b_band_2_100_500hz_peak_freq_range | 0 | 0 | 0 | 2 | 10hz
current_phase_b_band_4_2000_3500hz_peak_power_mean | 0 | 0 | 0 | 2 | 10hz
current_phase_b_band_4_2000_3500hz_peak_prominence_std | 0 | 0 | 0 | 2 | 10hz
frequency_hz | 0 | 0 | 0 | 2 | 10hz
load_under_load | 0 | 0 | 0 | 2 | 10hz

## System Misalignment_Details
Feature | Mean_SHAP_Importance | Std_SHAP_Importance | SHAP_Stability_Score | Class | Frequency
current_phase_b_band_1_0_100hz_dominant_peak_power | 0.027334 | 0.0022496 | 12.1507 | 3 | 10hz
current_phase_a_band_1_0_100hz_dominant_peak_power | 0.025092 | 0.0049313 | 5.0884 | 3 | 10hz
current_phase_b_log_energy | 0.025014 | 0.0020049 | 12.4764 | 3 | 10hz
current_phase_a_log_energy | 0.024624 | 0.004974 | 4.9505 | 3 | 10hz
current_phase_b_rms | 0.023683 | 0.00097125 | 24.3835 | 3 | 10hz
current_phase_a_energy | 0.021524 | 0.0017795 | 12.0953 | 3 | 10hz
current_phase_b_power | 0.020403 | 0.0035915 | 5.6809 | 3 | 10hz
current_phase_a_band_1_0_100hz_energy | 0.018678 | 0.0055484 | 3.3663 | 3 | 10hz
current_phase_a_rms | 0.015384 | 0.0029054 | 5.2951 | 3 | 10hz
current_phase_b_band_1_0_100hz_energy | 0.015178 | 0.00089021 | 17.0494 | 3 | 10hz
current_phase_a_spectral_energy | 0.014724 | 0.00278 | 5.2962 | 3 | 10hz
current_phase_a_iqr | 0.011125 | 0.0023821 | 4.6703 | 3 | 10hz
current_phase_b_energy | 0.010865 | 0.0024703 | 4.3983 | 3 | 10hz
current_phase_b_iqr | 0.010472 | 0.0011766 | 8.9001 | 3 | 10hz
current_phase_a_current_phase_b_correlation | 0.0094317 | 0.0027466 | 3.434 | 3 | 10hz
current_phase_b_spectral_energy | 0.0087292 | 0.0025444 | 3.4307 | 3 | 10hz
current_phase_a_power | 0.0070314 | 0.0025053 | 2.8066 | 3 | 10hz
current_phase_a_band_1_0_100hz_peak_power_std | 0.0048064 | 0.0015518 | 3.0972 | 3 | 10hz
current_phase_a_percentile_25 | 0.0039684 | 0.0012448 | 3.188 | 3 | 10hz
current_phase_a_band_1_0_100hz_peak_prominence_std | 0.0039527 | 0.00099055 | 3.9904 | 3 | 10hz
current_phase_a_percentile_75 | 0.0038457 | 0.00060899 | 6.3148 | 3 | 10hz
current_phase_b_percentile_75 | 0.0036036 | 0.0010489 | 3.4357 | 3 | 10hz
current_phase_a_band_1_0_100hz_peak_prominence_mean | 0.0030977 | 0.001186 | 2.6118 | 3 | 10hz
current_phase_a_band_1_0_100hz_peak_power_mean | 0.0029509 | 0.0010157 | 2.9051 | 3 | 10hz
current_phase_b_percentile_25 | 0.0029325 | 0.00062439 | 4.6964 | 3 | 10hz
current_phase_b_band_1_0_100hz_peak_prominence_std | 0.0027463 | 0.00057105 | 4.8091 | 3 | 10hz
current_phase_b_band_1_0_100hz_peak_power_mean | 0.0026614 | 0.0012562 | 2.1185 | 3 | 10hz
current_phase_b_band_1_0_100hz_peak_power_std | 0.0024641 | 0.0011472 | 2.148 | 3 | 10hz
current_phase_b_band_1_0_100hz_peak_prominence_mean | 0.0023576 | 0.00069007 | 3.4164 | 3 | 10hz
current_phase_a_max | 0.0020932 | 0.0008216 | 2.5476 | 3 | 10hz
current_phase_b_band_1_0_100hz_dominant_relative_peak_power | 0.0018028 | 0.00049353 | 3.6529 | 3 | 10hz
current_phase_a_band_1_0_100hz_entropy | 0.0017298 | 0.00053482 | 3.2342 | 3 | 10hz
current_phase_a_band_4_2000_3500hz_dominant_peak_to_band_energy_ratio | 0.0014494 | 0.00024579 | 5.8967 | 3 | 10hz
current_phase_a_band_1_0_100hz_power_ratio | 0.0014167 | 0.00073539 | 1.9264 | 3 | 10hz
current_phase_a_band_3_500_2000hz_power_ratio | 0.0012834 | 0.00040547 | 3.1652 | 3 | 10hz
current_phase_b_band_1_0_100hz_dominant_peak_to_band_energy_ratio | 0.0012692 | 0.00043526 | 2.9158 | 3 | 10hz
current_phase_a_band_3_500_2000hz_noise_floor | 0.0011885 | 0.00035351 | 3.3618 | 3 | 10hz
current_phase_a_band_1_0_100hz_dominant_peak_to_band_energy_ratio | 0.0011688 | 0.00018484 | 6.3232 | 3 | 10hz
current_phase_a_min | 0.0011506 | 0.00042911 | 2.6813 | 3 | 10hz
current_phase_a_band_4_2000_3500hz_noise_floor | 0.0011457 | 0.0007292 | 1.5711 | 3 | 10hz
current_phase_b_band_4_2000_3500hz_power_ratio | 0.001104 | 0.00065756 | 1.6789 | 3 | 10hz
current_phase_a_band_4_2000_3500hz_dominant_relative_peak_power | 0.0011032 | 0.0005775 | 1.9103 | 3 | 10hz
current_phase_a_band_4_2000_3500hz_peak_power_std | 0.0010677 | 0.00026689 | 4.0004 | 3 | 10hz
current_phase_a_peak_to_peak | 0.0010213 | 0.0002646 | 3.8597 | 3 | 10hz
current_phase_a_band_1_0_100hz_spread | 0.0010172 | 0.00051182 | 1.9874 | 3 | 10hz
current_phase_a_spectral_entropy | 0.00099598 | 0.0007327 | 1.3593 | 3 | 10hz
current_phase_b_form_factor | 0.0009846 | 0.0010328 | 0.9533 | 3 | 10hz
current_phase_b_band_2_100_500hz_power_ratio | 0.00098013 | 0.00067991 | 1.4415 | 3 | 10hz
current_phase_a_kurtosis | 0.0009765 | 0.0010473 | 0.93236 | 3 | 10hz
current_phase_a_spectral_flatness | 0.00091316 | 0.00044429 | 2.0553 | 3 | 10hz
current_phase_a_band_1_0_100hz_centroid | 0.00090668 | 0.00044212 | 2.0507 | 3 | 10hz
current_phase_a_spectral_centroid | 0.00084917 | 0.00069942 | 1.2141 | 3 | 10hz
current_phase_a_band_3_500_2000hz_energy | 0.00082326 | 0.00054714 | 1.5046 | 3 | 10hz
current_phase_a_band_3_500_2000hz_peak_prominence_mean | 0.00082162 | 0.00045615 | 1.8012 | 3 | 10hz
current_phase_a_band_4_2000_3500hz_peak_prominence_mean | 0.00080516 | 0.00050878 | 1.5825 | 3 | 10hz
current_phase_a_band_1_0_100hz_noise_floor | 0.00079004 | 0.00013236 | 5.9684 | 3 | 10hz
current_phase_a_moment_5 | 0.00075722 | 0.00078866 | 0.96012 | 3 | 10hz
current_phase_a_skewness | 0.00072968 | 0.00057922 | 1.2597 | 3 | 10hz
current_phase_a_band_3_500_2000hz_peak_power_mean | 0.00072893 | 0.00039426 | 1.8488 | 3 | 10hz
current_phase_a_crest_factor | 0.0007032 | 0.00063715 | 1.1036 | 3 | 10hz
current_phase_b_band_4_2000_3500hz_peak_power_mean | 0.0006994 | 0.00028558 | 2.4489 | 3 | 10hz
current_phase_a_band_2_100_500hz_noise_floor | 0.00068757 | 0.00058348 | 1.1784 | 3 | 10hz
current_phase_a_band_3_500_2000hz_peak_freq_std | 0.0006822 | 0.00022407 | 3.0444 | 3 | 10hz
current_phase_b_band_1_0_100hz_entropy | 0.00068015 | 0.00024773 | 2.7454 | 3 | 10hz
current_phase_a_band_2_100_500hz_energy | 0.00066998 | 0.00034203 | 1.9588 | 3 | 10hz
current_phase_a_form_factor | 0.00066879 | 0.00044051 | 1.5182 | 3 | 10hz
current_phase_b_band_4_2000_3500hz_dominant_peak_power | 0.00064172 | 0.00024205 | 2.6511 | 3 | 10hz
current_phase_a_moment_4 | 0.00063536 | 0.00013701 | 4.637 | 3 | 10hz
current_phase_a_band_4_2000_3500hz_power_ratio | 0.00061831 | 0.00018811 | 3.2868 | 3 | 10hz
current_phase_a_band_3_500_2000hz_dominant_peak_to_band_energy_ratio | 0.00060908 | 0.00031725 | 1.9198 | 3 | 10hz
current_phase_b_shape_factor | 0.00060839 | 0.0003766 | 1.6155 | 3 | 10hz
current_phase_a_clearance_factor | 0.00060328 | 0.00031601 | 1.909 | 3 | 10hz
current_phase_a_band_3_500_2000hz_entropy | 0.00060274 | 0.00035181 | 1.7132 | 3 | 10hz
current_phase_a_impulse_factor | 0.00059832 | 0.00029513 | 2.0273 | 3 | 10hz
current_phase_a_shape_factor | 0.00059795 | 0.000312 | 1.9165 | 3 | 10hz
current_phase_b_band_1_0_100hz_power_ratio | 0.00059781 | 0.00042886 | 1.3939 | 3 | 10hz
current_phase_b_band_3_500_2000hz_centroid | 0.00059187 | 0.0004142 | 1.4289 | 3 | 10hz
current_phase_b_max | 0.00059148 | 0.00046319 | 1.2769 | 3 | 10hz
current_phase_a_band_4_2000_3500hz_peak_prominence_std | 0.00058864 | 0.00036638 | 1.6066 | 3 | 10hz
current_phase_b_median | 0.0005847 | 0.0003359 | 1.7406 | 3 | 10hz
current_phase_b_moment_5 | 0.00057653 | 0.00054356 | 1.0606 | 3 | 10hz
current_phase_a_band_1_0_100hz_dominant_relative_peak_power | 0.00057357 | 0.00047269 | 1.2134 | 3 | 10hz
current_phase_a_band_3_500_2000hz_peak_power_std | 0.00056956 | 0.00032836 | 1.7345 | 3 | 10hz
current_phase_b_min | 0.0005351 | 0.00020948 | 2.5543 | 3 | 10hz
current_phase_a_band_4_2000_3500hz_peak_power_mean | 0.00053185 | 0.00031735 | 1.6758 | 3 | 10hz
current_phase_b_peak_to_peak | 0.00053128 | 0.00024911 | 2.1326 | 3 | 10hz
current_phase_b_band_3_500_2000hz_power_ratio | 0.00052816 | 0.00027974 | 1.888 | 3 | 10hz
current_phase_b_spectral_centroid | 0.00052435 | 0.00031966 | 1.6403 | 3 | 10hz
current_phase_a_band_3_500_2000hz_dominant_relative_peak_power | 0.00050758 | 0.00035754 | 1.4196 | 3 | 10hz
current_phase_b_band_4_2000_3500hz_noise_floor | 0.00050345 | 0.00030888 | 1.6299 | 3 | 10hz
current_phase_b_moment_4 | 0.00049453 | 0.0003589 | 1.3779 | 3 | 10hz
current_phase_b_band_1_0_100hz_centroid | 0.00048861 | 0.00028479 | 1.7157 | 3 | 10hz
current_phase_b_kurtosis | 0.00047791 | 0.00014856 | 3.2167 | 3 | 10hz
current_phase_b_impulse_factor | 0.00047743 | 0.0002256 | 2.1162 | 3 | 10hz
current_phase_b_spectral_spread | 0.00047573 | 0.00056842 | 0.83692 | 3 | 10hz
current_phase_a_band_4_2000_3500hz_entropy | 0.00047138 | 0.00037686 | 1.2508 | 3 | 10hz
current_phase_a_moment_6 | 0.00046697 | 0.00036829 | 1.2679 | 3 | 10hz
current_phase_a_band_2_100_500hz_power_ratio | 0.00045983 | 0.00027425 | 1.6766 | 3 | 10hz
current_phase_b_band_1_0_100hz_peak_freq_variance | 0.00044176 | 0.00035447 | 1.2462 | 3 | 10hz
current_phase_a_band_3_500_2000hz_peak_freq_variance | 0.00043475 | 0.00035713 | 1.2173 | 3 | 10hz
current_phase_a_band_2_100_500hz_entropy | 0.00043387 | 0.00025252 | 1.7181 | 3 | 10hz
current_phase_a_band_4_2000_3500hz_peak_freq_range | 0.00042648 | 0.00042259 | 1.0092 | 3 | 10hz
current_phase_a_band_4_2000_3500hz_peak_freq_cv | 0.00041825 | 0.00025988 | 1.6093 | 3 | 10hz
current_phase_a_band_4_2000_3500hz_peak_spacing_mean | 0.00040985 | 0.00020291 | 2.0197 | 3 | 10hz
current_phase_a_band_4_2000_3500hz_peak_freq_variance | 0.00040788 | 0.00045019 | 0.90601 | 3 | 10hz
current_phase_a_moment_3 | 0.00040753 | 0.00038829 | 1.0495 | 3 | 10hz
current_phase_b_band_1_0_100hz_flatness | 0.00040307 | 0.00033595 | 1.1998 | 3 | 10hz
current_phase_b_band_4_2000_3500hz_dominant_relative_peak_power | 0.00039082 | 0.00012028 | 3.2491 | 3 | 10hz
current_phase_a_band_3_500_2000hz_peak_freq_cv | 0.00038829 | 0.00036243 | 1.0713 | 3 | 10hz
current_phase_a_band_3_500_2000hz_dominant_peak_power | 0.00038829 | 0.00045077 | 0.86137 | 3 | 10hz
current_phase_b_spectral_entropy | 0.00038494 | 0.00033352 | 1.1541 | 3 | 10hz
current_phase_b_band_3_500_2000hz_spread | 0.00038364 | 0.00028827 | 1.3308 | 3 | 10hz
current_phase_b_band_1_0_100hz_noise_floor | 0.00038364 | 0.00030609 | 1.2533 | 3 | 10hz
current_phase_a_band_4_2000_3500hz_centroid | 0.00038101 | 0.00027322 | 1.3945 | 3 | 10hz
current_phase_b_moment_6 | 0.00037909 | 0.00016785 | 2.2584 | 3 | 10hz
current_phase_a_band_2_100_500hz_dominant_peak_power | 0.00037886 | 0.00034634 | 1.0938 | 3 | 10hz
current_phase_b_band_4_2000_3500hz_peak_freq_range | 0.0003687 | 0.00034462 | 1.0698 | 3 | 10hz
current_phase_b_band_3_500_2000hz_peak_spacing_mean | 0.00035787 | 0.00035977 | 0.9947 | 3 | 10hz
current_phase_b_skewness | 0.00035342 | 0.00020629 | 1.7131 | 3 | 10hz
current_phase_b_band_1_0_100hz_spread | 0.00035126 | 0.00034313 | 1.0237 | 3 | 10hz
current_phase_b_band_4_2000_3500hz_peak_prominence_std | 0.0003488 | 0.00035608 | 0.97953 | 3 | 10hz
current_phase_b_band_3_500_2000hz_dominant_peak_to_band_energy_ratio | 0.00034249 | 0.00028949 | 1.183 | 3 | 10hz
current_phase_a_band_3_500_2000hz_flatness | 0.00033388 | 0.00043136 | 0.77399 | 3 | 10hz
current_phase_b_band_4_2000_3500hz_peak_count | 0.0003257 | 0.0002576 | 1.2643 | 3 | 10hz
current_phase_b_band_4_2000_3500hz_energy | 0.00032155 | 0.00031028 | 1.0363 | 3 | 10hz
current_phase_b_clearance_factor | 0.00032102 | 0.00017658 | 1.8178 | 3 | 10hz
current_phase_b_band_2_100_500hz_noise_floor | 0.00031193 | 0.00024068 | 1.296 | 3 | 10hz
current_phase_a_band_2_100_500hz_flatness | 0.00030496 | 0.00012654 | 2.4098 | 3 | 10hz
current_phase_a_band_1_0_100hz_peak_freq_std | 0.00030425 | 0.00037635 | 0.80841 | 3 | 10hz
current_phase_a_band_4_2000_3500hz_peak_spacing_std | 0.00030243 | 0.00025255 | 1.1975 | 3 | 10hz
current_phase_a_band_2_100_500hz_peak_power_mean | 0.00029765 | 0.00029084 | 1.0234 | 3 | 10hz
current_phase_b_spectral_flatness | 0.00029197 | 0.0001654 | 1.7651 | 3 | 10hz
current_phase_a_band_1_0_100hz_peak_freq_variance | 0.00028515 | 0.00045284 | 0.62968 | 3 | 10hz
current_phase_b_moment_3 | 0.00028356 | 0.00020483 | 1.3843 | 3 | 10hz
current_phase_b_zero_crossing_rate | 0.00028165 | 0.00028506 | 0.98801 | 3 | 10hz
current_phase_b_band_4_2000_3500hz_spread | 0.00027743 | 0.00026397 | 1.051 | 3 | 10hz
current_phase_a_zero_crossing_rate | 0.00027414 | 0.00034804 | 0.78765 | 3 | 10hz
current_phase_a_band_1_0_100hz_peak_freq_cv | 0.00027376 | 0.00034635 | 0.79038 | 3 | 10hz
current_phase_a_band_1_0_100hz_flatness | 0.00027152 | 0.00023167 | 1.172 | 3 | 10hz
current_phase_a_band_4_2000_3500hz_dominant_peak_power | 0.00027149 | 9.022e-05 | 3.0089 | 3 | 10hz
current_phase_b_band_3_500_2000hz_peak_count | 0.00026466 | 0.00030467 | 0.86864 | 3 | 10hz
current_phase_a_band_4_2000_3500hz_energy | 0.00025602 | 0.00023973 | 1.0679 | 3 | 10hz
current_phase_a_band_4_2000_3500hz_peak_freq_std | 0.00025524 | 0.00021149 | 1.2068 | 3 | 10hz
current_phase_b_band_4_2000_3500hz_peak_spacing_mean | 0.0002551 | 0.00022259 | 1.146 | 3 | 10hz
current_phase_a_band_3_500_2000hz_peak_prominence_std | 0.00025447 | 0.00019437 | 1.3091 | 3 | 10hz
current_phase_a_band_2_100_500hz_spread | 0.00025178 | 0.0002161 | 1.165 | 3 | 10hz
current_phase_a_band_3_500_2000hz_peak_freq_range | 0.00025023 | 0.00036839 | 0.67923 | 3 | 10hz
current_phase_b_band_3_500_2000hz_peak_prominence_std | 0.00024683 | 7.5677e-05 | 3.2612 | 3 | 10hz
current_phase_b_band_3_500_2000hz_noise_floor | 0.00024507 | 0.00017987 | 1.3624 | 3 | 10hz
current_phase_b_band_3_500_2000hz_flatness | 0.0002414 | 0.00022582 | 1.0689 | 3 | 10hz
current_phase_b_band_3_500_2000hz_peak_density | 0.00023938 | 0.00037928 | 0.63111 | 3 | 10hz
current_phase_b_band_2_100_500hz_dominant_peak_to_band_energy_ratio | 0.00023045 | 0.00029819 | 0.77281 | 3 | 10hz
current_phase_a_band_2_100_500hz_centroid | 0.0002229 | 0.00016425 | 1.357 | 3 | 10hz
current_phase_b_band_4_2000_3500hz_peak_prominence_mean | 0.00021882 | 0.00018106 | 1.2085 | 3 | 10hz
current_phase_b_band_3_500_2000hz_peak_freq_cv | 0.00021828 | 9.7353e-05 | 2.242 | 3 | 10hz
current_phase_b_band_4_2000_3500hz_entropy | 0.0002166 | 0.00017575 | 1.2324 | 3 | 10hz
current_phase_b_band_3_500_2000hz_energy | 0.00020866 | 0.00027964 | 0.74615 | 3 | 10hz
current_phase_b_crest_factor | 0.00020681 | 0.00015278 | 1.3535 | 3 | 10hz
current_phase_b_band_4_2000_3500hz_dominant_peak_to_band_energy_ratio | 0.00020661 | 4.0916e-05 | 5.0484 | 3 | 10hz
current_phase_a_band_3_500_2000hz_spread | 0.00020152 | 0.00013029 | 1.5466 | 3 | 10hz
current_phase_b_band_4_2000_3500hz_centroid | 0.0002 | 0.00022798 | 0.87727 | 3 | 10hz
current_phase_b_band_1_0_100hz_peak_freq_std | 0.00019794 | 0.00026312 | 0.75227 | 3 | 10hz
current_phase_b_band_3_500_2000hz_entropy | 0.00019749 | 0.00018621 | 1.0605 | 3 | 10hz
current_phase_b_band_3_500_2000hz_peak_freq_std | 0.00019293 | 9.5355e-05 | 2.0231 | 3 | 10hz
current_phase_a_band_1_0_100hz_peak_freq_range | 0.00019068 | 0.00021104 | 0.90348 | 3 | 10hz
current_phase_b_band_4_2000_3500hz_dominant_peak_freq | 0.00019065 | 9.0092e-05 | 2.116 | 3 | 10hz
current_phase_b_band_2_100_500hz_entropy | 0.00018412 | 0.00019761 | 0.9317 | 3 | 10hz
current_phase_b_band_2_100_500hz_energy | 0.00018408 | 0.00016263 | 1.1318 | 3 | 10hz
current_phase_b_band_4_2000_3500hz_peak_freq_std | 0.00018287 | 0.00010587 | 1.7272 | 3 | 10hz
current_phase_a_spectral_spread | 0.00018124 | 0.00014497 | 1.2501 | 3 | 10hz
current_phase_a_band_4_2000_3500hz_peak_density | 0.00018103 | 0.0003061 | 0.59139 | 3 | 10hz
current_phase_a_band_4_2000_3500hz_spread | 0.00017776 | 0.00015009 | 1.1843 | 3 | 10hz
current_phase_b_band_3_500_2000hz_dominant_peak_power | 0.00017705 | 0.00013084 | 1.3531 | 3 | 10hz
current_phase_b_band_1_0_100hz_peak_freq_range | 0.00017471 | 0.00034943 | 0.49999 | 3 | 10hz
current_phase_b_band_4_2000_3500hz_flatness | 0.00017199 | 0.00014542 | 1.1826 | 3 | 10hz
current_phase_b_band_4_2000_3500hz_peak_power_std | 0.00017097 | 0.00019655 | 0.8698 | 3 | 10hz
current_phase_b_band_4_2000_3500hz_peak_freq_variance | 0.00016413 | 0.00010075 | 1.629 | 3 | 10hz
current_phase_a_band_1_0_100hz_peak_spacing_mean | 0.00016323 | 0.00014124 | 1.1556 | 3 | 10hz
current_phase_a_band_4_2000_3500hz_peak_count | 0.00016274 | 0.00016418 | 0.99117 | 3 | 10hz
current_phase_b_band_3_500_2000hz_peak_prominence_mean | 0.00015994 | 0.0001384 | 1.1556 | 3 | 10hz
current_phase_b_band_1_0_100hz_peak_density | 0.00015895 | 0.00027342 | 0.58132 | 3 | 10hz
current_phase_a_band_3_500_2000hz_peak_spacing_mean | 0.00015768 | 0.00019639 | 0.80285 | 3 | 10hz
current_phase_a_band_2_100_500hz_peak_count | 0.00015059 | 0.00018448 | 0.81621 | 3 | 10hz
current_phase_a_band_2_100_500hz_peak_spacing_mean | 0.00014923 | 0.00012287 | 1.2144 | 3 | 10hz
current_phase_b_band_3_500_2000hz_peak_power_mean | 0.00014881 | 9.117e-05 | 1.6321 | 3 | 10hz
current_phase_a_band_2_100_500hz_peak_density | 0.00014217 | 0.00028434 | 0.49998 | 3 | 10hz
current_phase_a_band_2_100_500hz_peak_prominence_std | 0.0001389 | 0.0001051 | 1.3215 | 3 | 10hz
current_phase_a_band_3_500_2000hz_peak_count | 0.00013804 | 0.00012636 | 1.0924 | 3 | 10hz
current_phase_a_band_1_0_100hz_peak_count | 0.00013793 | 8.6217e-05 | 1.5996 | 3 | 10hz
current_phase_a_current_phase_b_phase_diff | 0.00013642 | 0.0002311 | 0.59027 | 3 | 10hz
current_phase_b_band_3_500_2000hz_peak_power_std | 0.00013293 | 9.7114e-05 | 1.3686 | 3 | 10hz
current_phase_b_band_1_0_100hz_peak_freq_cv | 0.0001316 | 8.492e-05 | 1.5496 | 3 | 10hz
current_phase_b_band_4_2000_3500hz_peak_density | 0.00012823 | 0.00025646 | 0.49998 | 3 | 10hz
current_phase_b_band_2_100_500hz_peak_prominence_mean | 0.00012037 | 9.9566e-05 | 1.2088 | 3 | 10hz
current_phase_b_band_1_0_100hz_peak_spacing_mean | 0.00011863 | 0.00016406 | 0.72305 | 3 | 10hz
current_phase_b_band_1_0_100hz_peak_count | 0.0001178 | 0.0002356 | 0.49998 | 3 | 10hz
current_phase_b_band_2_100_500hz_spread | 0.00011778 | 0.00015094 | 0.78022 | 3 | 10hz
current_phase_a_median | 0.00011507 | 0.00023013 | 0.49998 | 3 | 10hz
current_phase_b_band_4_2000_3500hz_peak_spacing_std | 0.00011498 | 0.00014686 | 0.78283 | 3 | 10hz
current_phase_a_band_2_100_500hz_peak_freq_std | 0.00011474 | 0.00022948 | 0.49998 | 3 | 10hz
current_phase_b_band_2_100_500hz_flatness | 0.00011176 | 0.00014454 | 0.77316 | 3 | 10hz
current_phase_a_band_1_0_100hz_peak_density | 0.00010984 | 0.00018991 | 0.57836 | 3 | 10hz
current_phase_a_band_4_2000_3500hz_flatness | 0.00010947 | 9.3301e-05 | 1.1732 | 3 | 10hz
current_phase_a_band_2_100_500hz_peak_prominence_mean | 0.00010837 | 0.00015881 | 0.68235 | 3 | 10hz
current_phase_b_band_3_500_2000hz_dominant_relative_peak_power | 0.0001078 | 0.00010169 | 1.06 | 3 | 10hz
current_phase_a_band_2_100_500hz_peak_power_std | 9.6592e-05 | 0.00012521 | 0.77139 | 3 | 10hz
current_phase_a_band_3_500_2000hz_peak_spacing_std | 9.0581e-05 | 8.7518e-05 | 1.0349 | 3 | 10hz
current_phase_a_band_2_100_500hz_dominant_peak_to_band_energy_ratio | 8.7348e-05 | 0.0001747 | 0.49997 | 3 | 10hz
current_phase_b_band_2_100_500hz_peak_freq_std | 8.3782e-05 | 0.00016756 | 0.49997 | 3 | 10hz
current_phase_b_band_2_100_500hz_peak_freq_range | 7.3486e-05 | 0.00014697 | 0.49997 | 3 | 10hz
current_phase_a_band_3_500_2000hz_centroid | 6.9593e-05 | 0.00012568 | 0.5537 | 3 | 10hz
current_phase_b_band_2_100_500hz_centroid | 6.5958e-05 | 8.4555e-05 | 0.77996 | 3 | 10hz
current_phase_b_band_3_500_2000hz_peak_spacing_std | 5.8882e-05 | 0.00011776 | 0.49996 | 3 | 10hz
current_phase_b_band_2_100_500hz_peak_spacing_std | 5.5857e-05 | 0.00011171 | 0.49996 | 3 | 10hz
current_phase_b_band_2_100_500hz_dominant_relative_peak_power | 5.5118e-05 | 0.00011024 | 0.49995 | 3 | 10hz
current_phase_b_band_2_100_500hz_peak_power_mean | 5.4376e-05 | 6.6631e-05 | 0.81595 | 3 | 10hz
current_phase_a_band_2_100_500hz_dominant_peak_freq | 5.19e-05 | 0.0001038 | 0.49995 | 3 | 10hz
current_phase_b_band_2_100_500hz_peak_prominence_std | 5.0005e-05 | 0.00010001 | 0.49995 | 3 | 10hz
current_phase_a_band_2_100_500hz_dominant_relative_peak_power | 4.4368e-05 | 8.8736e-05 | 0.49994 | 3 | 10hz
current_phase_b_band_3_500_2000hz_peak_freq_variance | 3.6139e-05 | 3.5657e-05 | 1.0132 | 3 | 10hz
current_phase_b_band_4_2000_3500hz_peak_freq_cv | 3.4977e-05 | 4.2126e-05 | 0.83009 | 3 | 10hz
current_phase_a_band_3_500_2000hz_peak_density | 3.2052e-05 | 5.2125e-05 | 0.61479 | 3 | 10hz
current_phase_b_band_3_500_2000hz_peak_freq_range | 3.1805e-05 | 5.4175e-05 | 0.58698 | 3 | 10hz
current_phase_b_band_2_100_500hz_peak_freq_variance | 2.3114e-05 | 4.6228e-05 | 0.49989 | 3 | 10hz
current_phase_b_band_2_100_500hz_dominant_peak_freq | 2.1278e-05 | 4.2556e-05 | 0.49988 | 3 | 10hz
current_phase_a_band_4_2000_3500hz_dominant_peak_freq | 8.4567e-06 | 1.6913e-05 | 0.4997 | 3 | 10hz
current_phase_a_band_3_500_2000hz_dominant_peak_freq | 8.4144e-06 | 1.6829e-05 | 0.4997 | 3 | 10hz
current_phase_b_band_2_100_500hz_dominant_peak_power | 7.6974e-06 | 1.5395e-05 | 0.49968 | 3 | 10hz
current_phase_a_band_2_100_500hz_peak_freq_variance | 3.1895e-06 | 6.379e-06 | 0.49922 | 3 | 10hz
current_phase_b_band_1_0_100hz_peak_spacing_std | 1.8275e-06 | 3.655e-06 | 0.49864 | 3 | 10hz
current_phase_a_band_2_100_500hz_peak_freq_range | 0 | 0 | 0 | 3 | 10hz
current_phase_a_band_2_100_500hz_peak_spacing_std | 0 | 0 | 0 | 3 | 10hz
current_phase_a_band_2_100_500hz_peak_freq_cv | 0 | 0 | 0 | 3 | 10hz
current_phase_a_band_1_0_100hz_peak_spacing_std | 0 | 0 | 0 | 3 | 10hz
current_phase_a_band_1_0_100hz_dominant_peak_freq | 0 | 0 | 0 | 3 | 10hz
current_phase_a_spectral_rolloff | 0 | 0 | 0 | 3 | 10hz
current_phase_b_spectral_rolloff | 0 | 0 | 0 | 3 | 10hz
current_phase_b_band_1_0_100hz_dominant_peak_freq | 0 | 0 | 0 | 3 | 10hz
current_phase_b_band_2_100_500hz_peak_count | 0 | 0 | 0 | 3 | 10hz
current_phase_b_band_3_500_2000hz_dominant_peak_freq | 0 | 0 | 0 | 3 | 10hz
current_phase_b_band_2_100_500hz_peak_spacing_mean | 0 | 0 | 0 | 3 | 10hz
current_phase_b_band_2_100_500hz_peak_freq_cv | 0 | 0 | 0 | 3 | 10hz
current_phase_b_band_2_100_500hz_peak_density | 0 | 0 | 0 | 3 | 10hz
current_phase_b_band_2_100_500hz_peak_power_std | 0 | 0 | 0 | 3 | 10hz
frequency_hz | 0 | 0 | 0 | 3 | 10hz
load_under_load | 0 | 0 | 0 | 3 | 10hz

## Top_Features_by_Class
Class_Label | Class_Name | Rank | Feature | Mean_SHAP_Importance | Std_SHAP_Importance | SHAP_Stability_Score
0 | Healthy | 1 | current_phase_a_band_1_0_100hz_dominant_peak_power | 0.019843 | 0.0027165 | 7.3045
0 | Healthy | 2 | current_phase_b_log_energy | 0.017619 | 0.0015389 | 11.4487
0 | Healthy | 3 | current_phase_b_rms | 0.016715 | 0.0010176 | 16.4255
0 | Healthy | 4 | current_phase_a_log_energy | 0.01606 | 0.0029659 | 5.4149
0 | Healthy | 5 | current_phase_a_band_1_0_100hz_energy | 0.014866 | 0.0024771 | 6.0014
0 | Healthy | 6 | current_phase_a_energy | 0.01411 | 0.00088332 | 15.9736
0 | Healthy | 7 | current_phase_b_power | 0.013862 | 0.0033685 | 4.1151
0 | Healthy | 8 | current_phase_a_spectral_energy | 0.01298 | 0.0013709 | 9.4681
0 | Healthy | 9 | current_phase_b_band_1_0_100hz_dominant_peak_power | 0.012843 | 0.0016067 | 7.9933
0 | Healthy | 10 | current_phase_b_band_1_0_100hz_energy | 0.011909 | 0.0028192 | 4.2242
0 | Healthy | 11 | current_phase_a_band_4_2000_3500hz_dominant_peak_to_band_energy_ratio | 0.011534 | 0.0026684 | 4.3225
0 | Healthy | 12 | current_phase_a_current_phase_b_correlation | 0.011198 | 0.0022128 | 5.0606
0 | Healthy | 13 | current_phase_a_rms | 0.011124 | 0.0018542 | 5.9992
0 | Healthy | 14 | current_phase_b_energy | 0.0092455 | 0.0019273 | 4.7971
0 | Healthy | 15 | current_phase_b_spectral_energy | 0.0066522 | 0.001832 | 3.6312
1 | Faulty Bearing | 1 | current_phase_a_band_1_0_100hz_dominant_peak_power | 0.017968 | 0.0031731 | 5.6626
1 | Faulty Bearing | 2 | current_phase_b_rms | 0.016939 | 0.0036091 | 4.6934
1 | Faulty Bearing | 3 | current_phase_b_log_energy | 0.015945 | 0.001639 | 9.7281
1 | Faulty Bearing | 4 | current_phase_b_power | 0.013751 | 0.0027502 | 5.0002
1 | Faulty Bearing | 5 | current_phase_a_log_energy | 0.01287 | 0.0019668 | 6.5439
1 | Faulty Bearing | 6 | current_phase_a_band_4_2000_3500hz_dominant_peak_to_band_energy_ratio | 0.012592 | 0.0019558 | 6.4382
1 | Faulty Bearing | 7 | current_phase_a_band_1_0_100hz_energy | 0.012222 | 0.0016168 | 7.5595
1 | Faulty Bearing | 8 | current_phase_b_band_1_0_100hz_dominant_peak_power | 0.012025 | 0.00099008 | 12.1454
1 | Faulty Bearing | 9 | current_phase_b_band_1_0_100hz_energy | 0.011691 | 0.0017669 | 6.6165
1 | Faulty Bearing | 10 | current_phase_a_energy | 0.010936 | 0.0014562 | 7.5097
1 | Faulty Bearing | 11 | current_phase_a_spectral_energy | 0.0095518 | 0.0023693 | 4.0315
1 | Faulty Bearing | 12 | current_phase_b_energy | 0.0088715 | 0.0011368 | 7.8036
1 | Faulty Bearing | 13 | current_phase_a_rms | 0.007744 | 0.0016505 | 4.692
1 | Faulty Bearing | 14 | current_phase_a_iqr | 0.0074839 | 0.0012741 | 5.8738
1 | Faulty Bearing | 15 | current_phase_a_band_4_2000_3500hz_noise_floor | 0.0067502 | 0.0028696 | 2.3523
2 | Misalignment | 1 | current_phase_a_band_1_0_100hz_dominant_peak_power | 0.035991 | 0.0052485 | 6.8574
2 | Misalignment | 2 | current_phase_b_rms | 0.035052 | 0.0059839 | 5.8577
2 | Misalignment | 3 | current_phase_a_band_1_0_100hz_energy | 0.028267 | 0.0072516 | 3.898
2 | Misalignment | 4 | current_phase_b_log_energy | 0.027962 | 0.0040259 | 6.9454
2 | Misalignment | 5 | current_phase_b_power | 0.023664 | 0.0061738 | 3.8329
2 | Misalignment | 6 | current_phase_b_band_1_0_100hz_energy | 0.021722 | 0.004284 | 5.0706
2 | Misalignment | 7 | current_phase_a_log_energy | 0.021473 | 0.0028379 | 7.5665
2 | Misalignment | 8 | current_phase_a_spectral_energy | 0.020642 | 0.0030385 | 6.7933
2 | Misalignment | 9 | current_phase_b_energy | 0.018713 | 0.0038382 | 4.8755
2 | Misalignment | 10 | current_phase_a_energy | 0.016653 | 0.0030155 | 5.5226
2 | Misalignment | 11 | current_phase_a_rms | 0.013839 | 0.002858 | 4.8422
2 | Misalignment | 12 | current_phase_b_iqr | 0.011237 | 0.0011655 | 9.6415
2 | Misalignment | 13 | current_phase_b_spectral_energy | 0.0096848 | 0.0030193 | 3.2076
2 | Misalignment | 14 | current_phase_b_band_1_0_100hz_peak_prominence_mean | 0.0068827 | 0.0023763 | 2.8964
2 | Misalignment | 15 | current_phase_b_band_1_0_100hz_dominant_relative_peak_power | 0.0063123 | 0.0025248 | 2.5001
3 | System Misalignment | 1 | current_phase_b_band_1_0_100hz_dominant_peak_power | 0.027334 | 0.0022496 | 12.1507
3 | System Misalignment | 2 | current_phase_a_band_1_0_100hz_dominant_peak_power | 0.025092 | 0.0049313 | 5.0884
3 | System Misalignment | 3 | current_phase_b_log_energy | 0.025014 | 0.0020049 | 12.4764
3 | System Misalignment | 4 | current_phase_a_log_energy | 0.024624 | 0.004974 | 4.9505
3 | System Misalignment | 5 | current_phase_b_rms | 0.023683 | 0.00097125 | 24.3835
3 | System Misalignment | 6 | current_phase_a_energy | 0.021524 | 0.0017795 | 12.0953
3 | System Misalignment | 7 | current_phase_b_power | 0.020403 | 0.0035915 | 5.6809
3 | System Misalignment | 8 | current_phase_a_band_1_0_100hz_energy | 0.018678 | 0.0055484 | 3.3663
3 | System Misalignment | 9 | current_phase_a_rms | 0.015384 | 0.0029054 | 5.2951
3 | System Misalignment | 10 | current_phase_b_band_1_0_100hz_energy | 0.015178 | 0.00089021 | 17.0494
3 | System Misalignment | 11 | current_phase_a_spectral_energy | 0.014724 | 0.00278 | 5.2962
3 | System Misalignment | 12 | current_phase_a_iqr | 0.011125 | 0.0023821 | 4.6703
3 | System Misalignment | 13 | current_phase_b_energy | 0.010865 | 0.0024703 | 4.3983
3 | System Misalignment | 14 | current_phase_b_iqr | 0.010472 | 0.0011766 | 8.9001
3 | System Misalignment | 15 | current_phase_a_current_phase_b_correlation | 0.0094317 | 0.0027466 | 3.434

## Feature_Ranking_Matrix
Feature | Healthy_Rank | Healthy_Importance | Faulty Bearing_Rank | Faulty Bearing_Importance | Misalignment_Rank | Misalignment_Importance | System Misalignment_Rank | System Misalignment_Importance
current_phase_a_band_1_0_100hz_power_ratio | 27 | 0.0043379 | 23 | 0.0054096 | 26 | 0.0025519 | 34 | 0.0014167
current_phase_b_band_1_0_100hz_peak_power_mean | 37 | 0.0033904 | 35 | 0.0032093 | 20 | 0.0044375 | 27 | 0.0026614
current_phase_b_band_4_2000_3500hz_energy | 83 | 0.0015238 | 86 | 0.0013474 | 73 | 0.0003802 | 125 | 0.00032155
current_phase_b_band_2_100_500hz_entropy | 146 | 0.00067643 | 157 | 0.00062884 | 226 | 0 | 167 | 0.00018412
current_phase_a_rms | 13 | 0.011124 | 13 | 0.007744 | 11 | 0.013839 | 9 | 0.015384
current_phase_b_band_4_2000_3500hz_noise_floor | 42 | 0.0031741 | 46 | 0.0026999 | 63 | 0.0004559 | 90 | 0.00050345
current_phase_b_moment_6 | 78 | 0.0016627 | 89 | 0.0012429 | 90 | 0.00028431 | 115 | 0.00037909
current_phase_b_band_1_0_100hz_entropy | 92 | 0.0013603 | 83 | 0.0014154 | 58 | 0.0005757 | 64 | 0.00068015
current_phase_a_band_1_0_100hz_peak_density | 111 | 0.0010635 | 106 | 0.00098971 | 143 | 8.5929e-05 | 202 | 0.00010984
current_phase_a_band_4_2000_3500hz_centroid | 158 | 0.0006273 | 124 | 0.00082258 | 138 | 9.8592e-05 | 114 | 0.00038101
current_phase_a_band_1_0_100hz_spread | 39 | 0.0032868 | 39 | 0.003035 | 53 | 0.00068242 | 45 | 0.0010172
current_phase_a_band_3_500_2000hz_entropy | 85 | 0.0014747 | 80 | 0.0015213 | 118 | 0.00014307 | 73 | 0.00060274
current_phase_a_band_1_0_100hz_dominant_peak_freq | 235 | 0 | 235 | 0 | 204 | 0 | 235 | 0
current_phase_b_zero_crossing_rate | 86 | 0.0014701 | 94 | 0.0011535 | 94 | 0.00024885 | 135 | 0.00028165
current_phase_b_band_3_500_2000hz_dominant_relative_peak_power | 113 | 0.00098779 | 114 | 0.00095316 | 115 | 0.00014763 | 205 | 0.0001078
current_phase_a_band_2_100_500hz_dominant_peak_power | 186 | 0.00044302 | 187 | 0.00042435 | 171 | 4.1814e-05 | 116 | 0.00037886
current_phase_a_band_1_0_100hz_peak_freq_cv | 169 | 0.00054878 | 179 | 0.00049854 | 206 | 0 | 138 | 0.00027376
current_phase_a_band_4_2000_3500hz_peak_freq_variance | 171 | 0.00054025 | 120 | 0.00087636 | 162 | 5.4275e-05 | 105 | 0.00040788
current_phase_a_band_3_500_2000hz_peak_density | 214 | 0.00013339 | 212 | 0.0001652 | 217 | 0 | 222 | 3.2052e-05
current_phase_a_spectral_rolloff | 236 | 0 | 236 | 0 | 203 | 0 | 236 | 0
current_phase_a_skewness | 142 | 0.00069758 | 170 | 0.00056202 | 150 | 7.5598e-05 | 58 | 0.00072968
current_phase_b_band_2_100_500hz_peak_freq_variance | 230 | 2.1429e-05 | 231 | 2.5171e-05 | 236 | 0 | 224 | 2.3114e-05
current_phase_b_band_4_2000_3500hz_peak_power_mean | 89 | 0.0013937 | 110 | 0.00098439 | 243 | 0 | 61 | 0.0006994
current_phase_a_band_4_2000_3500hz_peak_prominence_mean | 97 | 0.001309 | 66 | 0.0020205 | 71 | 0.00038634 | 55 | 0.00080516
current_phase_b_band_2_100_500hz_dominant_peak_freq | 208 | 0.00020156 | 203 | 0.00024655 | 154 | 6.6264e-05 | 225 | 2.1278e-05
current_phase_b_band_1_0_100hz_power_ratio | 73 | 0.0017802 | 84 | 0.0014079 | 190 | 2.0917e-05 | 76 | 0.00059781
current_phase_b_band_3_500_2000hz_peak_power_mean | 120 | 0.00087432 | 111 | 0.00098392 | 134 | 0.00010649 | 185 | 0.00014881
current_phase_b_band_4_2000_3500hz_peak_freq_variance | 192 | 0.00034653 | 197 | 0.00032728 | 174 | 3.8884e-05 | 177 | 0.00016413
current_phase_b_crest_factor | 60 | 0.0023156 | 57 | 0.0023037 | 125 | 0.00012098 | 158 | 0.00020681
current_phase_a_percentile_25 | 72 | 0.0018787 | 61 | 0.0021325 | 34 | 0.0018333 | 19 | 0.0039684
current_phase_b_band_3_500_2000hz_peak_prominence_mean | 96 | 0.001345 | 85 | 0.0013573 | 139 | 9.7138e-05 | 180 | 0.00015994
current_phase_a_moment_3 | 107 | 0.0010893 | 102 | 0.0010486 | 103 | 0.00018995 | 106 | 0.00040753
current_phase_b_band_3_500_2000hz_dominant_peak_to_band_energy_ratio | 132 | 0.00074769 | 161 | 0.00060161 | 231 | 0 | 122 | 0.00034249
current_phase_a_band_3_500_2000hz_spread | 150 | 0.00066648 | 127 | 0.00080553 | 101 | 0.00019494 | 160 | 0.00020152
current_phase_a_current_phase_b_phase_diff | 172 | 0.00053661 | 171 | 0.00055501 | 179 | 3.2609e-05 | 190 | 0.00013642
current_phase_a_median | 193 | 0.00034349 | 195 | 0.00035538 | 127 | 0.00011496 | 198 | 0.00011507
current_phase_a_power | 30 | 0.0041138 | 27 | 0.0042268 | 28 | 0.0023691 | 17 | 0.0070314
current_phase_b_band_2_100_500hz_peak_power_mean | 227 | 2.6508e-05 | 222 | 0.00010739 | 185 | 2.6508e-05 | 216 | 5.4376e-05
current_phase_a_band_4_2000_3500hz_energy | 55 | 0.0024097 | 47 | 0.0026692 | 96 | 0.00023067 | 142 | 0.00025602
current_phase_a_band_1_0_100hz_dominant_peak_to_band_energy_ratio | 50 | 0.0025716 | 82 | 0.0014618 | 24 | 0.0028597 | 38 | 0.0011688
current_phase_b_band_3_500_2000hz_peak_spacing_std | 176 | 0.00051502 | 177 | 0.00051782 | 106 | 0.00017796 | 213 | 5.8882e-05
current_phase_a_band_2_100_500hz_peak_freq_range | 234 | 0 | 233 | 0 | 209 | 0 | 231 | 0
current_phase_a_band_3_500_2000hz_power_ratio | 26 | 0.0046057 | 20 | 0.0059514 | 29 | 0.002333 | 35 | 0.0012834
current_phase_b_band_1_0_100hz_peak_freq_range | 185 | 0.00044567 | 198 | 0.00031479 | 176 | 3.5134e-05 | 174 | 0.00017471
current_phase_b_band_2_100_500hz_peak_prominence_mean | 198 | 0.00031975 | 201 | 0.00028108 | 225 | 0 | 194 | 0.00012037
current_phase_b_spectral_spread | 156 | 0.00064281 | 163 | 0.00059213 | 227 | 0 | 95 | 0.00047573
current_phase_b_band_4_2000_3500hz_peak_freq_range | 125 | 0.00083422 | 121 | 0.00085673 | 140 | 9.668e-05 | 117 | 0.0003687
current_phase_a_band_4_2000_3500hz_dominant_peak_freq | 207 | 0.00021074 | 205 | 0.00021429 | 215 | 0 | 226 | 8.4567e-06
current_phase_b_band_1_0_100hz_peak_power_std | 53 | 0.0024653 | 88 | 0.0012856 | 37 | 0.0013986 | 28 | 0.0024641
current_phase_b_band_3_500_2000hz_dominant_peak_freq | 243 | 0 | 243 | 0 | 232 | 0 | 240 | 0
current_phase_a_band_4_2000_3500hz_noise_floor | 17 | 0.0061993 | 15 | 0.0067502 | 44 | 0.00092922 | 40 | 0.0011457
current_phase_a_clearance_factor | 56 | 0.002405 | 53 | 0.0024437 | 100 | 0.00020595 | 72 | 0.00060328
current_phase_a_band_3_500_2000hz_dominant_peak_to_band_energy_ratio | 95 | 0.001346 | 79 | 0.0015611 | 72 | 0.00038599 | 70 | 0.00060908
current_phase_b_band_4_2000_3500hz_peak_prominence_std | 126 | 0.00082688 | 136 | 0.0007375 | 244 | 0 | 121 | 0.0003488
current_phase_a_band_2_100_500hz_peak_spacing_mean | 216 | 0.00013208 | 217 | 0.00014319 | 153 | 7.1942e-05 | 184 | 0.00014923
current_phase_b_moment_3 | 134 | 0.00074511 | 153 | 0.00064948 | 91 | 0.00027166 | 134 | 0.00028356
current_phase_b_spectral_rolloff | 240 | 0 | 240 | 0 | 230 | 0 | 237 | 0
current_phase_b_band_2_100_500hz_spread | 197 | 0.00032153 | 199 | 0.00029245 | 128 | 0.00011473 | 197 | 0.00011778
current_phase_a_band_1_0_100hz_peak_spacing_std | 237 | 0 | 238 | 0 | 205 | 0 | 234 | 0
current_phase_a_max | 68 | 0.0021686 | 62 | 0.0020609 | 19 | 0.0048484 | 30 | 0.0020932
current_phase_b_band_1_0_100hz_spread | 181 | 0.0004903 | 139 | 0.00072153 | 197 | 5.5219e-06 | 120 | 0.00035126
current_phase_b_band_2_100_500hz_noise_floor | 49 | 0.0026305 | 52 | 0.0024483 | 76 | 0.00037086 | 127 | 0.00031193
current_phase_b_iqr | 18 | 0.0057926 | 18 | 0.0062833 | 12 | 0.011237 | 14 | 0.010472
current_phase_a_moment_4 | 109 | 0.0010701 | 146 | 0.00068566 | 66 | 0.0004342 | 68 | 0.00063536
current_phase_b_band_4_2000_3500hz_peak_spacing_mean | 165 | 0.00056156 | 166 | 0.00057581 | 102 | 0.00019289 | 144 | 0.0002551
current_phase_b_spectral_centroid | 106 | 0.0011306 | 125 | 0.00081312 | 172 | 4.0946e-05 | 88 | 0.00052435
current_phase_a_band_1_0_100hz_peak_count | 148 | 0.00067232 | 160 | 0.00062167 | 192 | 1.956e-05 | 189 | 0.00013793
current_phase_a_band_2_100_500hz_peak_power_std | 231 | 3.7578e-06 | 224 | 9.1194e-05 | 201 | 1.6404e-06 | 206 | 9.6592e-05
current_phase_b_band_1_0_100hz_flatness | 122 | 0.00085867 | 99 | 0.0010878 | 129 | 0.00011319 | 107 | 0.00040307
current_phase_b_band_3_500_2000hz_peak_prominence_std | 119 | 0.00087479 | 145 | 0.00068851 | 61 | 0.00046237 | 148 | 0.00024683
current_phase_a_band_3_500_2000hz_peak_spacing_std | 194 | 0.00034327 | 190 | 0.00038291 | 155 | 6.5233e-05 | 207 | 9.0581e-05
current_phase_b_band_1_0_100hz_energy | 10 | 0.011909 | 9 | 0.011691 | 6 | 0.021722 | 10 | 0.015178
current_phase_a_band_3_500_2000hz_peak_power_std | 201 | 0.00030291 | 143 | 0.00070157 | 152 | 7.378e-05 | 83 | 0.00056956
current_phase_a_band_4_2000_3500hz_peak_density | 210 | 0.00017757 | 196 | 0.0003492 | 199 | 3.8519e-06 | 171 | 0.00018103
current_phase_a_band_1_0_100hz_centroid | 59 | 0.0023347 | 44 | 0.0027816 | 36 | 0.001546 | 51 | 0.00090668
current_phase_a_band_4_2000_3500hz_entropy | 45 | 0.0028108 | 50 | 0.0024798 | 156 | 6.3917e-05 | 96 | 0.00047138
current_phase_b_band_2_100_500hz_peak_spacing_std | 225 | 3.7657e-05 | 232 | 1.82e-05 | 234 | 0 | 214 | 5.5857e-05
current_phase_b_log_energy | 2 | 0.017619 | 3 | 0.015945 | 4 | 0.027962 | 3 | 0.025014
current_phase_b_band_3_500_2000hz_power_ratio | 131 | 0.00077852 | 135 | 0.00073761 | 180 | 3.2552e-05 | 87 | 0.00052816
current_phase_b_band_3_500_2000hz_flatness | 144 | 0.00068602 | 186 | 0.00045161 | 75 | 0.00037244 | 150 | 0.0002414
current_phase_a_band_1_0_100hz_peak_freq_std | 100 | 0.0012549 | 103 | 0.0010374 | 189 | 2.1455e-05 | 129 | 0.00030425
current_phase_b_band_1_0_100hz_dominant_peak_to_band_energy_ratio | 34 | 0.003514 | 73 | 0.0017718 | 18 | 0.0048932 | 36 | 0.0012692
current_phase_a_band_1_0_100hz_entropy | 20 | 0.0050392 | 24 | 0.0053238 | 33 | 0.0018554 | 32 | 0.0017298
current_phase_b_band_2_100_500hz_peak_spacing_mean | 241 | 0 | 241 | 0 | 241 | 0 | 241 | 0
current_phase_a_band_2_100_500hz_dominant_peak_freq | 215 | 0.00013249 | 208 | 0.00018439 | 208 | 0 | 217 | 5.19e-05
current_phase_a_band_1_0_100hz_peak_prominence_std | 24 | 0.0046525 | 60 | 0.0021649 | 30 | 0.0020461 | 20 | 0.0039527
current_phase_b_band_2_100_500hz_flatness | 143 | 0.00068686 | 130 | 0.00078291 | 109 | 0.00016509 | 201 | 0.00011176
current_phase_b_band_4_2000_3500hz_dominant_relative_peak_power | 103 | 0.0011942 | 95 | 0.0011449 | 136 | 0.00010256 | 108 | 0.00039082
current_phase_b_max | 145 | 0.00068044 | 152 | 0.00065964 | 43 | 0.00094793 | 78 | 0.00059148
current_phase_b_band_2_100_500hz_peak_freq_cv | 242 | 0 | 242 | 0 | 237 | 0 | 242 | 0
current_phase_b_clearance_factor | 44 | 0.0028323 | 38 | 0.0030586 | 228 | 0 | 126 | 0.00032102
current_phase_a_band_4_2000_3500hz_spread | 168 | 0.0005489 | 167 | 0.00057283 | 124 | 0.00012137 | 172 | 0.00017776
current_phase_a_band_3_500_2000hz_peak_freq_range | 157 | 0.00063254 | 168 | 0.0005704 | 218 | 0 | 147 | 0.00025023
current_phase_a_band_3_500_2000hz_dominant_peak_power | 98 | 0.0012877 | 76 | 0.0016463 | 84 | 0.00030515 | 110 | 0.00038829
current_phase_a_zero_crossing_rate | 153 | 0.00065078 | 144 | 0.00070011 | 151 | 7.5564e-05 | 137 | 0.00027414
current_phase_b_band_1_0_100hz_noise_floor | 137 | 0.00072119 | 129 | 0.00078396 | 194 | 1.3003e-05 | 113 | 0.00038364
current_phase_b_band_4_2000_3500hz_peak_count | 129 | 0.0008033 | 132 | 0.00076749 | 95 | 0.00023314 | 124 | 0.0003257
current_phase_a_min | 22 | 0.0048375 | 16 | 0.0064739 | 40 | 0.0011987 | 39 | 0.0011506
current_phase_b_band_2_100_500hz_dominant_relative_peak_power | 219 | 9.9344e-05 | 223 | 0.00010412 | 173 | 4.0856e-05 | 215 | 5.5118e-05
current_phase_a_percentile_75 | 54 | 0.0024499 | 48 | 0.0025862 | 22 | 0.0031653 | 21 | 0.0038457
current_phase_a_band_4_2000_3500hz_peak_prominence_std | 77 | 0.0016979 | 75 | 0.0016687 | 122 | 0.00012969 | 79 | 0.00058864
current_phase_b_band_4_2000_3500hz_peak_prominence_mean | 108 | 0.0010703 | 142 | 0.00070257 | 68 | 0.00042169 | 154 | 0.00021882
current_phase_a_band_1_0_100hz_noise_floor | 41 | 0.0032026 | 37 | 0.0030817 | 59 | 0.00051536 | 56 | 0.00079004
current_phase_a_band_1_0_100hz_dominant_relative_peak_power | 99 | 0.0012833 | 119 | 0.0008824 | 32 | 0.0018876 | 82 | 0.00057357
current_phase_b_band_3_500_2000hz_spread | 76 | 0.0017132 | 81 | 0.0014932 | 114 | 0.00015104 | 112 | 0.00038364
current_phase_b_band_3_500_2000hz_peak_freq_std | 79 | 0.0015915 | 77 | 0.0016068 | 178 | 3.3717e-05 | 164 | 0.00019293
current_phase_a_band_4_2000_3500hz_peak_power_mean | 136 | 0.00072123 | 96 | 0.0011385 | 121 | 0.00013025 | 85 | 0.00053185
current_phase_a_band_3_500_2000hz_flatness | 112 | 0.0010295 | 123 | 0.00082308 | 135 | 0.00010334 | 123 | 0.00033388
current_phase_a_band_4_2000_3500hz_peak_count | 205 | 0.00022755 | 202 | 0.00027389 | 216 | 0 | 179 | 0.00016274
current_phase_a_band_2_100_500hz_entropy | 141 | 0.00070885 | 100 | 0.0010524 | 86 | 0.00029761 | 101 | 0.00043387
current_phase_a_band_3_500_2000hz_peak_freq_variance | 184 | 0.00047144 | 137 | 0.00073237 | 169 | 4.438e-05 | 100 | 0.00043475
current_phase_b_power | 7 | 0.013862 | 4 | 0.013751 | 5 | 0.023664 | 7 | 0.020403
current_phase_b_median | 174 | 0.00052315 | 118 | 0.00088671 | 48 | 0.00079434 | 80 | 0.0005847
current_phase_a_band_1_0_100hz_peak_freq_range | 81 | 0.0015465 | 98 | 0.0011266 | 62 | 0.00045971 | 165 | 0.00019068
current_phase_a_band_4_2000_3500hz_peak_freq_range | 199 | 0.00031862 | 150 | 0.00066644 | 117 | 0.00014467 | 102 | 0.00042648
current_phase_b_band_3_500_2000hz_energy | 200 | 0.00031246 | 207 | 0.00018724 | 168 | 4.7328e-05 | 157 | 0.00020866
current_phase_a_band_4_2000_3500hz_peak_power_std | 38 | 0.0033594 | 31 | 0.0037648 | 74 | 0.00037779 | 43 | 0.0010677
current_phase_b_band_3_500_2000hz_entropy | 124 | 0.00084149 | 126 | 0.00080744 | 108 | 0.00016611 | 163 | 0.00019749
current_phase_a_band_4_2000_3500hz_peak_freq_cv | 152 | 0.00065213 | 174 | 0.00053378 | 85 | 0.00030319 | 103 | 0.00041825
current_phase_b_form_factor | 66 | 0.0022539 | 78 | 0.0015647 | 112 | 0.00015945 | 47 | 0.0009846
current_phase_b_percentile_25 | 71 | 0.0018791 | 71 | 0.0018537 | 23 | 0.0031538 | 25 | 0.0029325
current_phase_b_band_2_100_500hz_energy | 74 | 0.0017742 | 74 | 0.0017457 | 92 | 0.00025868 | 168 | 0.00018408
current_phase_b_band_2_100_500hz_peak_power_std | 244 | 0 | 244 | 0 | 240 | 0 | 244 | 0
current_phase_a_impulse_factor | 65 | 0.0022799 | 58 | 0.0022341 | 78 | 0.00035338 | 74 | 0.00059832
current_phase_a_band_1_0_100hz_flatness | 116 | 0.0009266 | 97 | 0.0011373 | 57 | 0.00057946 | 139 | 0.00027152
current_phase_a_band_1_0_100hz_peak_spacing_mean | 80 | 0.001548 | 104 | 0.0010267 | 55 | 0.00061308 | 178 | 0.00016323
current_phase_b_kurtosis | 117 | 0.00090509 | 162 | 0.00059502 | 98 | 0.00021508 | 93 | 0.00047791
current_phase_b_band_1_0_100hz_peak_prominence_std | 40 | 0.003209 | 72 | 0.0018006 | 39 | 0.0012102 | 26 | 0.0027463
current_phase_a_band_2_100_500hz_noise_floor | 52 | 0.0025226 | 36 | 0.0031907 | 88 | 0.00029143 | 62 | 0.00068757
current_phase_a_log_energy | 4 | 0.01606 | 5 | 0.01287 | 7 | 0.021473 | 4 | 0.024624
current_phase_b_moment_5 | 91 | 0.0013631 | 108 | 0.00098653 | 65 | 0.00043561 | 81 | 0.00057653
current_phase_a_band_1_0_100hz_peak_power_mean | 32 | 0.0039932 | 26 | 0.0043584 | 25 | 0.0026013 | 24 | 0.0029509
current_phase_b_band_1_0_100hz_dominant_relative_peak_power | 23 | 0.0047711 | 51 | 0.0024629 | 15 | 0.0063123 | 31 | 0.0018028
current_phase_a_band_2_100_500hz_peak_power_mean | 203 | 0.00027081 | 216 | 0.00014759 | 207 | 0 | 131 | 0.00029765
current_phase_b_band_1_0_100hz_peak_freq_variance | 84 | 0.0014813 | 87 | 0.0012953 | 196 | 6.3448e-06 | 99 | 0.00044176
current_phase_b_band_3_500_2000hz_peak_freq_cv | 67 | 0.0022525 | 54 | 0.002442 | 79 | 0.00033359 | 155 | 0.00021828
current_phase_a_band_4_2000_3500hz_dominant_peak_to_band_energy_ratio | 11 | 0.011534 | 6 | 0.012592 | 45 | 0.00090544 | 33 | 0.0014494
current_phase_b_band_4_2000_3500hz_flatness | 139 | 0.00071513 | 159 | 0.00062658 | 193 | 1.5855e-05 | 175 | 0.00017199
current_phase_b_band_4_2000_3500hz_entropy | 121 | 0.00087171 | 113 | 0.00096895 | 167 | 4.7562e-05 | 156 | 0.0002166
current_phase_b_band_1_0_100hz_peak_count | 189 | 0.0004126 | 204 | 0.00021756 | 119 | 0.00014175 | 196 | 0.0001178
current_phase_a_band_2_100_500hz_peak_count | 206 | 0.00022253 | 213 | 0.00016095 | 221 | 0 | 183 | 0.00015059
current_phase_b_band_4_2000_3500hz_centroid | 191 | 0.00038998 | 191 | 0.00037563 | 182 | 3.0636e-05 | 161 | 0.0002
current_phase_a_energy | 6 | 0.01411 | 10 | 0.010936 | 10 | 0.016653 | 6 | 0.021524
current_phase_a_crest_factor | 61 | 0.002304 | 42 | 0.0029722 | 93 | 0.00024956 | 60 | 0.0007032
current_phase_b_band_4_2000_3500hz_peak_spacing_std | 149 | 0.00066712 | 141 | 0.0007162 | 160 | 5.765e-05 | 199 | 0.00011498
current_phase_a_band_2_100_500hz_energy | 36 | 0.0034354 | 32 | 0.0037341 | 69 | 0.00040823 | 65 | 0.00066998
current_phase_b_band_3_500_2000hz_peak_freq_variance | 101 | 0.0012044 | 91 | 0.0012039 | 195 | 1.2801e-05 | 220 | 3.6139e-05
load_under_load | 246 | 0 | 246 | 0 | 246 | 0 | 246 | 0
current_phase_b_spectral_entropy | 64 | 0.0022937 | 63 | 0.0020452 | 83 | 0.00030928 | 111 | 0.00038494
current_phase_a_band_2_100_500hz_peak_prominence_mean | 218 | 0.00011991 | 211 | 0.00016981 | 222 | 0 | 204 | 0.00010837
current_phase_b_band_3_500_2000hz_peak_density | 138 | 0.00071728 | 169 | 0.00056792 | 70 | 0.00039192 | 151 | 0.00023938
current_phase_b_band_4_2000_3500hz_peak_power_std | 102 | 0.0012043 | 105 | 0.0010152 | 110 | 0.00016219 | 176 | 0.00017097
current_phase_a_form_factor | 154 | 0.00064753 | 133 | 0.00076559 | 105 | 0.00017986 | 66 | 0.00066879
current_phase_b_band_4_2000_3500hz_peak_freq_cv | 161 | 0.00057665 | 165 | 0.00057884 | 200 | 3.05e-06 | 221 | 3.4977e-05
current_phase_a_band_1_0_100hz_peak_freq_variance | 93 | 0.0013501 | 92 | 0.001178 | 116 | 0.00014613 | 133 | 0.00028515
current_phase_b_band_4_2000_3500hz_dominant_peak_freq | 130 | 0.00080099 | 134 | 0.00074593 | 191 | 2.0365e-05 | 166 | 0.00019065
current_phase_a_band_4_2000_3500hz_flatness | 133 | 0.00074536 | 122 | 0.00085207 | 104 | 0.00018027 | 203 | 0.00010947
current_phase_b_spectral_energy | 15 | 0.0066522 | 21 | 0.0058005 | 13 | 0.0096848 | 16 | 0.0087292
current_phase_b_shape_factor | 70 | 0.002 | 67 | 0.0019902 | 145 | 8.0342e-05 | 71 | 0.00060839
current_phase_b_band_4_2000_3500hz_dominant_peak_power | 164 | 0.00056172 | 117 | 0.00089574 | 165 | 4.9191e-05 | 67 | 0.00064172
current_phase_b_band_2_100_500hz_peak_freq_range | 228 | 2.5645e-05 | 228 | 5.1958e-05 | 242 | 0 | 210 | 7.3486e-05
current_phase_a_iqr | 31 | 0.0040341 | 14 | 0.0074839 | 17 | 0.0054142 | 12 | 0.011125
current_phase_b_skewness | 115 | 0.00095954 | 115 | 0.00093033 | 67 | 0.00042638 | 119 | 0.00035342
current_phase_a_current_phase_b_correlation | 12 | 0.011198 | 29 | 0.0039929 | 27 | 0.0024149 | 15 | 0.0094317
current_phase_a_band_3_500_2000hz_peak_spacing_mean | 175 | 0.00051571 | 189 | 0.00038418 | 219 | 0 | 182 | 0.00015768
current_phase_a_spectral_flatness | 43 | 0.0028362 | 30 | 0.0037787 | 38 | 0.0012475 | 50 | 0.00091316
current_phase_b_band_3_500_2000hz_noise_floor | 105 | 0.0011462 | 116 | 0.00092828 | 111 | 0.00016061 | 149 | 0.00024507
current_phase_a_band_2_100_500hz_spread | 151 | 0.00066273 | 154 | 0.00064246 | 97 | 0.00022307 | 146 | 0.00025178
current_phase_a_band_2_100_500hz_peak_freq_std | 238 | 0 | 221 | 0.00011474 | 212 | 0 | 200 | 0.00011474
current_phase_b_band_1_0_100hz_peak_spacing_mean | 147 | 0.00067482 | 173 | 0.00054753 | 141 | 9.3418e-05 | 195 | 0.00011863
current_phase_a_band_4_2000_3500hz_peak_spacing_mean | 163 | 0.00056763 | 156 | 0.00062907 | 123 | 0.00012853 | 104 | 0.00040985
current_phase_b_rms | 3 | 0.016715 | 2 | 0.016939 | 2 | 0.035052 | 5 | 0.023683
current_phase_b_band_2_100_500hz_peak_density | 212 | 0.00015544 | 215 | 0.00015115 | 198 | 4.2883e-06 | 243 | 0
current_phase_b_spectral_flatness | 182 | 0.00048495 | 188 | 0.00040265 | 82 | 0.00031042 | 132 | 0.00029197
current_phase_b_peak_to_peak | 33 | 0.0036591 | 56 | 0.0023603 | 35 | 0.0016334 | 86 | 0.00053128
current_phase_a_band_4_2000_3500hz_dominant_relative_peak_power | 19 | 0.0055252 | 17 | 0.0062946 | 60 | 0.0004777 | 42 | 0.0011032
current_phase_b_band_1_0_100hz_peak_density | 166 | 0.00055323 | 180 | 0.00049724 | 99 | 0.00020994 | 181 | 0.00015895
frequency_hz | 245 | 0 | 245 | 0 | 245 | 0 | 245 | 0
current_phase_a_peak_to_peak | 58 | 0.00236 | 43 | 0.0029168 | 64 | 0.00044097 | 44 | 0.0010213
current_phase_b_band_1_0_100hz_dominant_peak_power | 9 | 0.012843 | 8 | 0.012025 | 16 | 0.006135 | 1 | 0.027334
current_phase_a_band_3_500_2000hz_peak_freq_std | 188 | 0.00043862 | 175 | 0.00053185 | 157 | 6.3843e-05 | 63 | 0.0006822
current_phase_b_band_3_500_2000hz_peak_power_std | 167 | 0.00054994 | 176 | 0.00052267 | 233 | 0 | 191 | 0.00013293
current_phase_a_band_3_500_2000hz_peak_power_mean | 62 | 0.0023025 | 49 | 0.0025381 | 56 | 0.00059662 | 59 | 0.00072893
current_phase_a_moment_5 | 88 | 0.0014006 | 112 | 0.00097808 | 144 | 8.2111e-05 | 57 | 0.00075722
current_phase_a_spectral_energy | 8 | 0.01298 | 11 | 0.0095518 | 8 | 0.020642 | 11 | 0.014724
current_phase_b_band_1_0_100hz_peak_prominence_mean | 25 | 0.0046507 | 34 | 0.003533 | 14 | 0.0068827 | 29 | 0.0023576
current_phase_a_spectral_spread | 170 | 0.00054207 | 164 | 0.000585 | 175 | 3.523e-05 | 170 | 0.00018124
current_phase_b_energy | 14 | 0.0092455 | 12 | 0.0088715 | 9 | 0.018713 | 13 | 0.010865
current_phase_b_band_3_500_2000hz_centroid | 69 | 0.0020211 | 65 | 0.0020304 | 133 | 0.00010719 | 77 | 0.00059187
current_phase_a_band_2_100_500hz_peak_freq_cv | 233 | 0 | 237 | 0 | 210 | 0 | 233 | 0
current_phase_a_band_4_2000_3500hz_power_ratio | 28 | 0.0042307 | 25 | 0.0050801 | 42 | 0.0010315 | 69 | 0.00061831
current_phase_b_band_1_0_100hz_dominant_peak_freq | 239 | 0 | 239 | 0 | 229 | 0 | 238 | 0
current_phase_b_band_1_0_100hz_peak_spacing_std | 221 | 8.537e-05 | 218 | 0.00014002 | 161 | 5.6473e-05 | 230 | 1.8275e-06
current_phase_a_band_2_100_500hz_flatness | 196 | 0.00032231 | 200 | 0.0002891 | 132 | 0.00010798 | 128 | 0.00030496
current_phase_b_band_2_100_500hz_power_ratio | 94 | 0.00135 | 90 | 0.0012055 | 51 | 0.0007282 | 48 | 0.00098013
current_phase_a_kurtosis | 123 | 0.00085658 | 149 | 0.00068101 | 77 | 0.0003653 | 49 | 0.0009765
current_phase_b_band_2_100_500hz_dominant_peak_power | 211 | 0.00015889 | 214 | 0.00015119 | 239 | 0 | 228 | 7.6974e-06
current_phase_a_band_3_500_2000hz_peak_prominence_std | 195 | 0.00033268 | 194 | 0.00036007 | 214 | 0 | 145 | 0.00025447
current_phase_b_min | 29 | 0.0041854 | 28 | 0.0041446 | 54 | 0.00066437 | 84 | 0.0005351
current_phase_a_band_3_500_2000hz_energy | 63 | 0.0022984 | 40 | 0.0030188 | 46 | 0.00085353 | 53 | 0.00082326
current_phase_b_band_2_100_500hz_dominant_peak_to_band_energy_ratio | 204 | 0.00024806 | 219 | 0.00012925 | 188 | 2.167e-05 | 152 | 0.00023045
current_phase_a_band_3_500_2000hz_peak_prominence_mean | 46 | 0.0028012 | 33 | 0.0036252 | 52 | 0.00071532 | 54 | 0.00082162
current_phase_a_band_3_500_2000hz_dominant_relative_peak_power | 87 | 0.0014388 | 69 | 0.0018624 | 163 | 5.4163e-05 | 89 | 0.00050758
current_phase_b_percentile_75 | 48 | 0.002654 | 55 | 0.0023764 | 21 | 0.0039055 | 22 | 0.0036036
current_phase_a_band_4_2000_3500hz_peak_spacing_std | 180 | 0.00049424 | 140 | 0.00071666 | 186 | 2.4517e-05 | 130 | 0.00030243
current_phase_a_band_2_100_500hz_centroid | 190 | 0.00040545 | 192 | 0.00037361 | 220 | 0 | 153 | 0.0002229
current_phase_b_band_4_2000_3500hz_power_ratio | 82 | 0.0015336 | 109 | 0.00098653 | 184 | 2.8969e-05 | 41 | 0.001104
current_phase_b_band_4_2000_3500hz_dominant_peak_to_band_energy_ratio | 110 | 0.0010693 | 101 | 0.0010507 | 146 | 7.8848e-05 | 159 | 0.00020661
current_phase_b_moment_4 | 51 | 0.0025555 | 64 | 0.0020343 | 50 | 0.000734 | 91 | 0.00049453
current_phase_a_band_3_500_2000hz_centroid | 177 | 0.00050837 | 184 | 0.00045696 | 87 | 0.00029267 | 211 | 6.9593e-05
current_phase_a_spectral_centroid | 90 | 0.0013865 | 68 | 0.0019113 | 120 | 0.0001359 | 52 | 0.00084917
current_phase_b_band_3_500_2000hz_peak_freq_range | 128 | 0.00080368 | 128 | 0.00080179 | 170 | 4.3188e-05 | 223 | 3.1805e-05
current_phase_a_band_1_0_100hz_energy | 5 | 0.014866 | 7 | 0.012222 | 3 | 0.028267 | 8 | 0.018678
current_phase_b_band_2_100_500hz_peak_freq_std | 220 | 9.5069e-05 | 209 | 0.00017885 | 235 | 0 | 209 | 8.3782e-05
current_phase_a_band_2_100_500hz_power_ratio | 75 | 0.0017408 | 70 | 0.0018593 | 80 | 0.00032676 | 98 | 0.00045983
current_phase_a_band_4_2000_3500hz_dominant_peak_power | 159 | 0.00061266 | 172 | 0.00055414 | 177 | 3.4852e-05 | 140 | 0.00027149
current_phase_a_band_2_100_500hz_dominant_relative_peak_power | 226 | 2.9493e-05 | 229 | 5.1358e-05 | 202 | 0 | 219 | 4.4368e-05
current_phase_a_band_4_2000_3500hz_peak_freq_std | 162 | 0.00057183 | 151 | 0.00066222 | 149 | 7.745e-05 | 143 | 0.00025524
current_phase_a_band_2_100_500hz_dominant_peak_to_band_energy_ratio | 217 | 0.00013043 | 227 | 5.7655e-05 | 224 | 0 | 208 | 8.7348e-05
current_phase_a_shape_factor | 160 | 0.00060793 | 148 | 0.00068452 | 158 | 5.9509e-05 | 75 | 0.00059795
current_phase_a_band_2_100_500hz_peak_density | 223 | 6.8422e-05 | 206 | 0.00019914 | 131 | 0.0001089 | 186 | 0.00014217
current_phase_a_band_2_100_500hz_peak_spacing_std | 232 | 0 | 234 | 0 | 223 | 0 | 232 | 0
current_phase_a_spectral_entropy | 47 | 0.0027397 | 41 | 0.002974 | 41 | 0.0011366 | 46 | 0.00099598
current_phase_a_moment_6 | 114 | 0.00097658 | 138 | 0.0007224 | 81 | 0.00031852 | 97 | 0.00046697
current_phase_b_band_2_100_500hz_centroid | 179 | 0.00049431 | 181 | 0.0004886 | 164 | 5.1471e-05 | 212 | 6.5958e-05
current_phase_b_band_3_500_2000hz_dominant_peak_power | 135 | 0.00072209 | 147 | 0.00068476 | 89 | 0.00028983 | 173 | 0.00017705
current_phase_b_impulse_factor | 57 | 0.0024026 | 59 | 0.0022205 | 148 | 7.7787e-05 | 94 | 0.00047743
current_phase_b_band_4_2000_3500hz_spread | 183 | 0.00048365 | 182 | 0.00047371 | 166 | 4.7697e-05 | 136 | 0.00027743
current_phase_b_band_4_2000_3500hz_peak_density | 209 | 0.00019008 | 226 | 8.4333e-05 | 187 | 2.2487e-05 | 193 | 0.00012823
current_phase_b_band_4_2000_3500hz_peak_freq_std | 187 | 0.00043925 | 185 | 0.00045468 | 159 | 5.9325e-05 | 169 | 0.00018287
current_phase_a_band_2_100_500hz_peak_freq_variance | 224 | 4.4629e-05 | 230 | 4.7819e-05 | 211 | 0 | 229 | 3.1895e-06
current_phase_a_band_1_0_100hz_dominant_peak_power | 1 | 0.019843 | 1 | 0.017968 | 1 | 0.035991 | 2 | 0.025092
current_phase_a_band_3_500_2000hz_noise_floor | 21 | 0.0049064 | 19 | 0.0062269 | 49 | 0.00074582 | 37 | 0.0011885
current_phase_b_band_2_100_500hz_peak_count | 213 | 0.00014023 | 210 | 0.00017186 | 181 | 3.1623e-05 | 239 | 0
current_phase_a_band_3_500_2000hz_dominant_peak_freq | 229 | 2.3694e-05 | 225 | 8.8319e-05 | 126 | 0.00012043 | 227 | 8.4144e-06
current_phase_b_band_1_0_100hz_peak_freq_std | 178 | 0.0004945 | 193 | 0.00036121 | 142 | 9.1823e-05 | 162 | 0.00019794
current_phase_b_band_1_0_100hz_peak_freq_cv | 127 | 0.00080562 | 155 | 0.00063997 | 130 | 0.00011171 | 192 | 0.0001316
current_phase_a_band_3_500_2000hz_peak_count | 118 | 0.00089549 | 107 | 0.00098854 | 213 | 0 | 188 | 0.00013804
current_phase_a_band_2_100_500hz_peak_prominence_std | 202 | 0.00029427 | 183 | 0.00046089 | 183 | 2.9833e-05 | 187 | 0.0001389
current_phase_b_band_3_500_2000hz_peak_spacing_mean | 155 | 0.00064563 | 131 | 0.00077036 | 113 | 0.00015865 | 118 | 0.00035787
current_phase_b_band_1_0_100hz_centroid | 104 | 0.0011903 | 93 | 0.0011734 | 107 | 0.00016782 | 92 | 0.00048861
current_phase_b_band_3_500_2000hz_peak_count | 173 | 0.00052709 | 178 | 0.0005095 | 137 | 9.9085e-05 | 141 | 0.00026466
current_phase_b_band_2_100_500hz_peak_prominence_std | 222 | 7.6931e-05 | 220 | 0.00012694 | 238 | 0 | 218 | 5.0005e-05
current_phase_a_band_3_500_2000hz_peak_freq_cv | 140 | 0.00071445 | 158 | 0.00062689 | 147 | 7.8315e-05 | 109 | 0.00038829
current_phase_a_band_1_0_100hz_peak_prominence_mean | 35 | 0.0034388 | 22 | 0.0054514 | 47 | 0.0008167 | 23 | 0.0030977
current_phase_a_band_1_0_100hz_peak_power_std | 16 | 0.006208 | 45 | 0.0027106 | 31 | 0.0019894 | 18 | 0.0048064

## Analysis_Info
Property | Value
Analysis Type | Per-Class SHAP Feature Importance
Frequency Analyzed | 10hz
Number of Classes | 4
Class Names | Healthy, Faulty Bearing, Misalignment, System Misalignment
Analysis Date | 2025-10-03 16:26:20